## Hydro Plant Data
Name | Type | Power Output [MW] | Rated flow [m3/s] | Design head [m] | Turbine efficiency | Dam Total Storage [Mm3] | Dam Minimum Storage [Mm3] | Dam Active storage [Mm3] | Dam Average Inflow [m3/s] | Dam Catchment Area [km2] | EDL Capacity [MW] | IPP Capacity [MW] | EDL Production [GWh] | IPP Production [GWh] | Power House Latitude (x) | Power House Longitude (y) | Dam Latitude (x) | Dam Longitude (y) | Intake Latitude (x) | Intake Longitude (y) | Plant type | Turbine type | Number of Units | Units as a list | Region | River | Owner | Dam Min [masl] | Full Level [masl] | Min. Level [masl] | Start Year | Alternative Dam names (comma separated) | Alternative Generator names (comma separated) | Hobomaps Link | Operator Website | Note
Nam Peun 2 | hydro-reservoir | 12 |  |  | 95 |  |  |  | 8 | 85 |  | 12 |  | 68 | 20.0376 | 103.9829 | 20.0646 | 103.9772 |  |  |  | Francis | 1 | 12 | Northern | Nam Peun | IPP |  |  |  | 2017 |  | Nam Peun 2, Nam Pern 2 | Nam Peun 2 Dam Hydropower Info
Nam Peun 1 | hydro-reservoir | 29.1 |  | 114 | 95 |  |  |  | 12 | 114 |  | 29.1 |  | 140 | 19.9792 | 103.8922 | 20.0073 | 103.9419 | 20.0073 | 103.9419 |  | Francis | 3 | 9.7 | Northern | Nam Peun | IPP |  |  |  | 2018 |  | Nam Peun 2, Nam Pern 3 | Nam Peun 1 Dam Hydropower Info
Nam Thea | hydro-reservoir | 24.6 |  |  | 95 |  |  |  | 7 | 32 |  | 24.6 |  | 119 | 19.5954 | 103.5764 | 19.5561 | 103.5397 |  |  |  | Francis | 3 | 8.2 | Northern | Nam Thea | IPP |  |  |  | 2021 |  | Nam Thea, Nam The, Nam Thae) | Nam Thea Dam Hydropower
Nam Kong 1 | hydro-reservoir | 160 |  | 190 | 95 |  |  | 109 | 30 | 437 |  | 160 |  | 633 | 14.5741 | 106.7362 | 14.5466 | 106.741 |  |  |  | Francis | 2 | 80 | Southern | Nam Kong | IPP | 287 | 320 |  | 2021 |  |  | Nam Kong 1 Dam Hydropower | Nam Kong 1 – Lao Hydro Power
Nam Kong 2 | hydro-reservoir | 66 |  | 98 | 95 |  |  | 47 | 24 | 391 |  | 66 |  | 263 | 14.4979 | 106.821 | 14.5 | 106.817 |  |  |  | Francis | 3 | 22 | Southern | Nam Kong | IPP | 437 | 460 |  | 2018 |  |  | Nam Kong 2 Dam Hydropower | Nam Kong 2 – Lao Hydro Power
Nam Kong 3 | hydro-reservoir | 54 | 60.9 | 96.4 | 95 | 471 | 41 | 430 | 16 | 162 |  | 54 |  | 204 | 14.573 | 106.909 | 14.573 | 106.909 |  |  |  | Francis | 3 | 54 | Southern | Nam Kong | IPP | 521 | 541.8 |  | 2023 |  |  | Nam Kong 3 Dam Hydropower | Nam Kong 3 – Lao Hydro Power
Xekaman 3 | hydro-reservoir | 250 | 62.24 | 520 | 96 |  |  |  | 45 | 710 | 25 | 225 | 98 | 880 | 15.3753 | 107.4064 | 15.4247 | 107.3635 |  |  |  | Francis | 2 | 125 | Southern | Xekaman | IPP | 925 | 960 |  | 2022 |  |  | Xekaman 3 (Sekaman 3) Dam Hydropower Info | Xe Kaman 3 – Lao Hydro Power
Xekaman 1 | hydro-reservoir | 290 |  | 99 | 96 |  |  |  | 235 | 3580 | 58 | 232 | 130 | 1170 | 14.9593 | 107.1516 | 14.96 | 107.1555 |  |  |  | Francis | 2 | 145 | Southern | Xekaman | IPP | 218 | 230 |  | 2016 |  |  | Xekaman 1 (Sekaman 1) Dam Hydropower | Xe Kaman 1 – Lao Hydro Power
Xekaman Sanxay | hydro-reservoir | 32 |  |  | 94 |  |  |  | 245 | 3740 | 6.4 | 25.6 | 26 | 104 | 14.8884 | 107.1162 | 14.8884 | 107.1162 |  |  |  | Bulb | 2 | 16 | Southern | Xekaman | IPP | 122 | 123 |  | 2018 |  |  | Xekaman Xanxay (Sekaman-Sanxay) Dam Hydropower Info
Houay Lamphan Gnai | hydro-reservoir | 88 |  | 529 | 93 |  |  |  | 13 | 240 | 88 |  | 480 |  | 15.3589 | 106.5856 | 15.3559 | 106.4976 |  |  |  | Pelton | 2 | 44 | Southern | Houay Lamphan | EDL-Gen | 795 | 820 |  | 2015 |  |  | Houay Lamphan Gnai Dam Hydropower Info | https://edlgen.com.la/project/houaylamphanhgnai-hydro-power-plant/?lang=en, https://www.laohydropower.com/projects/houay-lamphan-gnai/,
Houay Lamphan Gnai Lower | hydro-reservoir | 15 |  | 51.4 | 95 |  |  |  | 14.5 | 255 | 15 |  | 68 |  | 15.3197 | 106.6311 | 15.3215 | 106.6296 |  |  |  | Pelton | 2 | 7.5 | Southern | Houay Lamphan | IPP |  |  |  | 2022 |  |  | Houay Lamphan Lower Dam Hydropower Info
Xenamnoy 6 | hydro-run-of-river | 4.918 |  | 180 | 94 |  |  |  | 12 | 82 | 4.918 |  | 18.5 |  | 15.1368 | 106.6442 | 15.1574 | 106.6506 |  |  |  | Francis | 2 | 2.459 | Southern | Xenamnoy | IPP |  |  |  | 2015 |  |  | Xe Namnoy 6 Dam Hydropower Info
Xepien Xenamnoi | hydro-reservoir | 410 |  |  | 96 |  |  |  | 45 | 1022 | 40 | 370 | 188 | 1691 | 14.8416 | 106.7323 | 15.0283 | 106.6014 | 14.9434 | 106.6294 |  | Francis and Pelton | 4 | 3*124, and 1*38 | Southern | Xenamnoi and Xepien | IPP | 760 | 788.5 |  | 2019 |  | Xepian Xe Nam Noi | XePian XeNamnoy Dams Hydropower Info | Xe Pian-Xe Namnoy Project in Laos - ZZPV
Xekatam (XKXN2) | hydro-reservoir | 20.1 |  |  | 95 |  |  |  | 16 | 195 | 20.1 |  | 83 |  | 15.1222 | 106.6414 | 15.1049 | 106.5661 | 15.1217 | 106.6067 |  | Francis | 3 | 6.7 | Southern | Xekatam | IPP |  |  |  | 2107 |  |  | XeKatam 1 XeNamnoy 2 Dam Hydropower Info
Houay Ho | hydro-reservoir | 152.1 |  | 775.5 | 95 |  |  |  | 10.5 | 192 | 2.1 | 150 | 9 | 441 | 15.0777 | 106.8295 | 15.0589 | 106.7645 | 15.065 | 106.8068 |  | Francis and Pelton |  | 2*75, and 1*2.1 | Southern | Houay Ho | IPP | 861 | 883 |  | 1999 |  |  | Houay Ho Dam Hydropower Info | https://edlgen.com.la/project/houy-ho-hpp/?lang=en, https://www.laohydropower.com/projects/houay-ho/, https://www.houayho.com/th/home,
Donsahong | hydro-reservoir | 325 |  | 17.8 | 93 |  |  |  | 4300 |  |  | 325 |  | 2028 | 13.944 | 105.956 | 13.944 | 105.956 | 13.9936 | 105.9681 |  | Bulb | 5 | 65 | Southern | Mekong | IPP | 70 | 73 |  | 2020 |  |  | Don Sahong Dam Hydropower Info | DONGSAHONG HPP – EDL-GENERATION PUBLIC COMPANY
Tad Chiad | hydro-reservoir | 10 |  | 245 | 94 |  |  |  | 4.5 | 45 | 10 |  | 40 |  | 15.2025 | 106.0763 | 15.1947 | 106.0977 |  |  |  | Francis | 2 | 5 | Southern | Vang Ngao | IPP |  |  |  | 2018 |  |  | Tad Chiad Dam Hydropower Info
Xe Set 3 | hydro-run-of-river | 23 |  | 148 | 95 |  |  |  | 16.5 | 114 | 23 |  | 80 |  | 15.3704 | 106.2967 | 15.3418 | 106.3111 |  |  |  | Francis | 2 | 1*18, and 1*5 | Southern | Xeset | EDL-Gen | 1019 | 1022 |  | 2017 |  |  | Xeset 3 Dam Hydropower Info | Xeset 3 – Lao Hydro Power
Xe Set 2 | hydro-run-of-river | 86 |  | 271 | 95 |  |  |  | 15.5 | 324 | 86 |  | 309 |  | 15.4877 | 106.2836 | 15.4041 | 106.2801 |  |  |  | Francis | 4 | 2*38, and 2*5 | Southern | Xeset | EDL-Gen | 806 | 813 |  | 2009 |  |  | Xeset 2 Dam Hydropower Info | Xeset2 Hydro Power Plant – EDL-GENERATION PUBLIC COMPANY
Xe Set 1 | hydro-run-of-river | 45 |  | 157 | 94 |  |  |  | 14 | 325 | 45 |  | 180 |  | 15.4989 | 106.2801 | 15.4867 | 106.2825 |  |  |  | Francis | 5 | 3*13, and 2*3 | Southern | Xeset | EDL-Gen | 478 | 482 |  | 1990 |  |  | Xeset 1 Dam Hydropower Info | Xeset 1 Hydro Power Plant – EDL-GENERATION PUBLIC COMPANY
Houay Por | Diversion dam | 15 |  | 64 | 94 |  |  |  | 5 | 56 |  | 15 |  |  | 15.5754 | 106.2235 | 15.5438 | 106.2608 |  |  |  | Francis | 4 | 2*5, and 2*2.5 | Southern | Houay Por and Xeset | IPP | 320 | 322.5 |  | 2018 |  |  | Houay Por Dam Hydropower Info | Houay Por – Lao Hydro Power
Selabam | hydro-run-of-river | 13.04 |  | 15.6 | 95 |  |  |  | 35 | 1220 | 13.04 |  |  |  | 15.3545 | 105.8336 | [5 empty] | Kaplan | 6 | 3*0.68, 1*3.53, and 2*4 | Southern | Xedon | EDL-Gen | 118.8 | 120.7 |  | 1970 |  |  | Xelabam Dam Hydropower Info - Selabam Dam Info | Selabam Expansion Project, https://www.tataconsultingengineers.com/project/selabam-hydropower-project-extension/, | Phase 3, Number of unit : 2 x 4 MW
Xelanong 1 | hydro-reservoir | 70 |  | 67.5 | 94 |  |  |  | 35 | 1030 |  | 70 |  |  | 16.3557 | 106.2376 | [5 empty] | Francis | 2 | 2*35 | Central | Xelanong | IPP | 190 | 215 |  | 2020 |  |  | Xe Lanong 1 Dam Hydropower Info | Xe Lanong 1 – Lao Hydro Power | RCC gravity dam
Nam Theun 2 | hydro-reservoir | 1070 |  | 363 | 95 | 3900 | 300 | 3600 |  | 4039 | 0 | 1070 | 200 | 5300 | 17.679403 | 105.153526 | 17.997667 | 104.954278 |  |  |  | Francis/Pelton | 6 | 4*(996.5MW)+2*(75MW) | Central | Nam Theun | IPP |  |  |  | 2010 |  |  | https://hobomaps.com/NamTheun2damInfo.html | https://www.namtheun2.com/
Nam Gnuang 8 | hydro-reservoir | 60 |  | 47 | 95 | [6 empty] | 60 |  |  | 18.210176 | 104.538788 | 18.296 | 104.636 |  |  |  | Francis | 3 | 2*30MW | Central | Nam Gnouang | EDL-Gen |  |  |  | 2012 |  |  | https://hobomaps.com/TheunHinbounDams.html | https://thpc.la/
Nam Sor | hydro-run-of-river | 4.2 |  | 128 | 95 | [5 empty] | 4.2 |  | 19 |  | 18.604944 | 104.454 | 18.612008 | 104.468459 |  |  |  | Francis | 2 | 2*2.1MW | Central | Nam Sor | IPP | [6 empty] | https://hobomaps.com/NamSorDamInfo.html
Nam Phao | hydro-run-of-river | 1.7 |  | 62.5 | 96 | [5 empty] | 1.7 |  |  |  | 18.362609 | 105.135183 | 18.362609 | 105.135183 |  |  |  | Francis | 2 | 2*0.85MW | Central | Nam Phao | EDL |  |  |  | 2011 |  |  | https://hobomaps.com/NamPhaoHydropower.html
Nam Theun 1 | hydro-reservoir | 650 |  | 140 | 96 | 3000 |  | 2000 |  | 13856 | 130 | 520 |  |  | 18.357 | 104.148 | 18.357 | 104.148 |  |  |  | Francis | 3 | 2*260MW+1*130MW | Central | Nam Kading (Nam Theun) | IPP |  |  |  | 2022 |  |  | https://hobomaps.com/NamTheun1damInfo.html
Theun Hinboun | hydro-reservoir | 520 |  | 235 | 94 | [5 empty] | 60 | 460 |  |  | 18.210176 | 104.538788 | 18.261 | 104.562 |  |  |  | Francis | 5 | 2*110MW+1*220MW+2*30MW+20MW | Central | Nam Theun/Nam Hinboun | EDL-Gen |  |  |  | 1998 |  |  | https://hobomaps.com/TheunHinbounDams.html | https://thpc.la/
Nam Hinboun 2 | hydro-run-of-river | 30 |  |  | 93 |  |  | 25.6 |  |  | 30 |  | 155 |  | 18.0238 | 104.424 | 18.0238 | 104.424 |  |  |  | Francis | 2 | 2*15.3MW | Central | Nam Hinboun | EDL-Gen | [6 empty] | https://hobomaps.com/NamHinboun2dam.html
Nam Hinboun Lower | hydro-run-of-river |  |  |  | 95 | [9 empty] | 17.728 | 104.572 | 17.728 | 104.572 | [6 empty] | Northern | Nam Hinboun | EDL-Gen | [6 empty] | https://hobomaps.com/NamHinboun1Dam.html
Nam San 3A | hydro-reservoir | 69 |  |  | 94 | [6 empty] | 69 |  | 364 | 19.087742 | 103.627918 | 19.130329 | 103.662314 |  |  |  | Pelton | 2 | 2*34.5MW | Northern | Nam San | IPP |  |  |  | 2016 |  |  | https://hobomaps.com/NamSan3dams.html | https://www.bcpggroup.com/
Nam San 3B | hydro-reservoir | 45 |  |  | 96 | [6 empty] | 45 |  | 232 | 19.016524 | 103.600029 | 19.084924 | 103.620103 |  |  |  | Francis | 2 | 2*22.5MW | Northern | Nam San | IPP |  |  |  | 2015 |  |  | https://hobomaps.com/NamSan3dams.html | https://www.bcpggroup.com/
Nam So | hydro-run-of-river |  |  |  | 95 | [19 empty] | Northern | Nam So | [8 empty] | https://www.bcpggroup.com/
Tad Lang | hydro-run-of-river | 5 |  |  | 95 | [5 empty] | 5 |  | 25 |  | 19.281667 | 103.188611 | 19.304059 | 103.178577 |  |  |  |  | 1 |  | Northern | Nam Sen | IPP |  |  |  | 2014 |  |  | https://hobomaps.com/NamSenTadLangHydropower.html
Nam Ngiep 3A | hydro-reservoir | 44 |  |  | 93 | [5 empty] | 44 |  | 153 |  | 19.289722 | 103.341667 | 19.298194 | 103.348 |  |  |  | Francis | 5 | 3*13MW + 2*2.5MW | Northern | Nam Ngiep | IPP |  |  |  | 2014 |  |  | https://hobomaps.com/NamNgiep3Adam.html
Nam Ngiep 2 | hydro-reservoir | 180 |  |  | 94 | 163 |  |  |  | 693 | 180 |  | 723 |  | 19.137967 | 103.309299 | 19.2399 | 103.2851 |  |  |  | Francis | 3 | 3*60MW | Northern | Nam Sen / Nam Siam | IPP |  |  |  | 2015 |  |  | https://hobomaps.com/NamNgiep2DamInfo.html
Nam Ngiep 2C | hydro-run-of-river | 14.5 |  | 356 | 95 | [5 empty] | 14.5 |  | 58 |  | 19.2125 | 103.375 | 19.2125 | 103.375 |  |  |  | Pelton | 2 | 2*7.25MW | Northern | Nam Ngiep | IPP |  |  |  | 2017 |  |  | https://hobomaps.com/NamNgiep2Cdam.html
Nam Ngiep 2B | hydro-run-of-river | 18 |  |  | 95 |  |  |  |  | 878 | 18 |  | 76 |  | 19.157611 | 103.348361 | 19.186583 | 103.356222 |  |  |  | Francis | 3 | 3*6MW | Northern | Nam Ngiep | IPP |  |  |  | 2018 |  |  | https://hobomaps.com/NamNgiep2Bdam.html
Nam Ngiep 2A | hydro-run-of-river | 10.5 |  |  | 95 | [5 empty] | 10.5 |  | 52 |  | 19.134972 | 103.333306 | 19.153525 | 103.344836 |  |  |  | Francis | 3 | 3*3.5MW | Northern | Nam Ngiep | IPP | [6 empty] | https://hobomaps.com/NamNgiep2Adam.html
Nam Chiane | hydro-reservoir | 104 |  | 533 | 96 | 14 |  |  |  | 322 | 104 |  | 451 |  | 19.06521 | 103.52122 | 19.298306 | 103.347583 |  |  |  | Pelton | 2 | 2*52MW | Northern | Nam Chiane | EDL-GEN |  |  |  | 2018 |  |  | https://hobomaps.com/NamChiane1dam.html
Nam Che | hydro-run-of-river | 16.8 |  | 300 | 94 | [5 empty] | 16.8 |  | 68.4 |  | 19.049196 | 103.50423 | 19.054753 | 103.5135 |  |  |  | Francis turbine | 2 | 2*8.4MW | Northern | Nam Che | IPP |  |  |  | 2019 |  |  | https://hobomaps.com/NamChe1damInfo.html
Nam Aow | hydro-reservoir | 15 |  | 700 | 95 | [5 empty] | 15 |  | 60 |  | 19.137528 | 103.289667 | 19.160833 | 103.283611 | [6 empty] | Northern | Nam Pot / Nam Siam | IPP | [6 empty] | https://hobomaps.com/NamAoNamPotHydropower.html
Nam Ngiep 1 | hydro-reservoir | 290 |  | 130 | 95 | 1200 |  |  |  |  | 18 | 272 |  |  | 18.647 | 103.542 | 18.647 | 103.542 |  |  |  | Francis turbine | 3 | 2*136MW+1*18MW | Central | Nam Ngiep | IPP |  |  |  | 2019 |  |  | https://hobomaps.com/NamNgiep1DamInfo.html
Nam Mang 1 | hydro-run-of-river | 64 |  | 86 | 94 |  |  | 16.52 |  |  |  | 64 |  | 1515 | 18.443083 | 103.172611 | 18.471503 | 103.1837 |  |  |  | Francis turbine | 3 | 3*21.33MW | Central | Nam Mang | IPP |  |  |  | 2017 |  |  | https://hobomaps.com/NamMang1DamInfo.html
Nam Mang 3 | hydro-reservoir | 40 | 8.6 | 550 | 95 | 58 | 13.5 | 44.5 | 4.5 | 68 | 40 | 13 | 187 | 224 | 18.33 | 102.740000 |  |  |  |  | reservoir | Pelton turbine | 2 | 2*20MW | Central | Nam Nyang | EDL GEN |  |  |  | 2005 |  |  | https://hobomaps.com/NamMang3DamInfo.html | https://www.google.com/search?q=http://edlgen.com.la/
Nam Ngum 5 | hydro-reservoir | 120 | 21.14 | 1100 | 95 | 314 | 29 | 285 | 22.8 | 483 |  | 120 |  | 800 | 19.36 | 102.7122 | 19.3569 | 102.6217 |  |  | reservoir | Francis turbine | 2 |  | Northern | Nam Ting River | IPP | [6 empty] | https://hobomaps.com/NamNgum5Dam.html | http://www.powerchina.cn/
Nam Ngum 4 | hydro-reservoir | 240 | 39 | 182.9 | 95 | 107 | 33 | 74 | 22.8 | 483 | 240 |  | 872 |  | 19.4225 | 102.8512 | 19.4533 | 103.0108 |  |  | reservoir | Francis turbine | 3 |  | Northern | Nam Ngum River | EDL GEN | 1021 | 1040 |  | 2025 |  |  | https://hobomaps.com/NamNgum4Dam.html | https://www.edl.com.la/
Nam Ngum 3 | hydro-reservoir | 480 | 180 | 301 | 95 | 1411 | 341 | 1070 | 96.5 | 3769 |  | 480 |  | 2345 | 18.9964 | 102.8229 | 19.083 | 102.878 |  |  | reservoir | Francis turbine | 3 |  | Northern | Nam Ngum River | IPPS |  | 723 |  | 2026 |  |  | https://hobomaps.com/NamNgum3Dam.html | https://www.edl.com.la/
Nam Ngum 2 | hydro-reservoir | 615 | 448 | 146.5 | 94 | 6774 | 3780 | 2994 | 198.8 | 5640 |  | 615 |  | 2220 |  |  | 18.753 | 102.777 |  |  | reservoir | Francis turbine | 3 |  | Central | Nam Ngum River | IPPS |  | 378.75 |  | 2011 |  |  | https://hobomaps.com/NamNgum2Dam.html | https://www.ckpower.co.th/
Nam Ngum 1 (expanded) | hydro-reservoir | 120 | 345 | 37 | 95 | 7030 | 2330 | 4700 | 80 | 8460 | [6 empty] | 18.531 | 102.547 |  |  | reservoir | Francis turbine | 3 |  | Central | Nam Ngum River | EDL GEN |  |  |  | 2018 |  |  | https://hobomaps.com/NamNgum1Dam.html | https://www.google.com/search?q=http://edlgen.com.la/
Nam Ngum 1 | hydro-reservoir | 155 | 105 | 10 | 95 | 7030 | 2330 | 4700 | 80 | 8460 | [6 empty] | 18.531 | 102.547 |  |  | reservoir | Francis turbine | 5 |  | Central | Nam Ngum River | IPPS |  |  |  | 1971 |  |  | https://hobomaps.com/NamNgum1Dam.html | https://www.google.com/search?q=http://edlgen.com.la/
Nam Pha Gnai | hydro-run-of-river | 19.2 | 21.5 | 112.14 | 93 | 1411 | 311 | 1100 | 15.8 | [5 empty] | 18.9935 | 102.8332 | 19.0106 | 102.8713 |  |  | run of river | Francis turbine | 3 | (7.4 MW+7.4 MW+4.4 MW) | Central | Nam Ngum River | IPP |  |  |  | 2020 |  |  | https://hobomaps.com/NamPhaGnaiDam.html | https://www.google.com/search?q=http://edlgen.com.la/
Nam Song | hydro-run-of-river | 6 | 47.96 | 21 | 94 | 14.4 | 2 | 12.6 | 230 | 1330 | 6 |  | 13.2 |  | 18.8045 | 102.4574 | 18.7987 | 102.4272 |  |  | run of river | Kaplan turbine | 3 | (2MW+2MW+2MW) | Central | Nam Song river | EDL GEN | 209 | 219.7 |  | 2012 |  |  | https://hobomaps.com/NamSongDiversionDam.html | https://www.google.com/search?q=http://edlgen.com.la/
Nam Phay | hydro-reservoir | 86 | 14.4 | 720 | 91 | 61.6 | 10.8 | 50.8 | 6.8 | 117 | 86 |  | 397 |  | 19.0333 | 102.7443 | 19.1122 | 102.7784 |  |  | resirvoir | Pelton turbine | 2 | (43 MW+43 MW) | Central |  | IPP |  |  |  | 2017 |  |  | https://hobomaps.com/NamPhayDamInfo.html | https://www.google.com/search?q=http://www.norinco-intl.com/
Nam Lik 1 | hydro-run-of-river | 64.5 | 325 | 22.3 | 93.5 | 11.8 | 1.2 | 10.6 | 108 | 2029 |  |  |  |  | 18.618 | 102.387 |  |  |  |  | run of river | bulb turbine | 2 | (32.25MW+39.3) | Central | Nam Lik | IPPS |  |  |  | 2019 |  |  | https://hobomaps.com/NamLik1DamInfo.html | https://www.gpscgroup.com/en/business/project/29/nam-lik-1-power-company-limited-nl1pc#:~:text=Nam%20Lik%20Power%201%20Co,STAKEHOLDER
Nam Lik 2 | hydro-reservoir | 100 | 78.1 | 73 | 94.25 | 1330 | 360 | 970 | 114 | 1993 | 100 |  | 435 |  |  |  | 18.792 | 102.119 |  |  | resirvoir | Francis turbine | 2 | (50MW+50MW) | Central | Nam Lik | IPPS |  |  |  | 2011 |  |  | https://hobomaps.com/NamLik2DamInfo.html
Nam Tha 3 | hydro-reservoir | 1.25 | 50 | 61.5 | 93 |  |  |  | 310 | 114 | 1.25 |  | 6 |  | 21.0335 | 101.4072 |  |  |  |  | reservoir | Pelton turbine |  |  | Northern | Nam Tha river | IPP |  |  |  | 2011 | NamTah Saam |  | https://hobomaps.com/NamTha3dam.html
Nam Tha 1 | hydro-reservoir | 168 | 289.5 | 65.5 | 94 | 759.4 | 455 | 304.4 | 148 | 64.2 | [6 empty] | 20.2662 | 100.869 |  |  | reservoir | Pelton turbine | 2 |  | Northern | Nam Tha river | IPPS |  |  |  | 2019 | Nam tah |  | https://hobomaps.com/NamTha1damInfo.html
Nam Tha 2 | hydro-run-of-river | 37.5 | 48 | 92 | 93 | 4.8 | 1.8 | 3.7 | 22.5 | 485 | 37.5 |  | 170 |  | 20.243 | 100.712 |  |  |  |  | run of river |  |  |  | Northern | Nam Tha river | IPP | [5 empty] | Had Muak | https://hobomaps.com/NamTha2HadMuakDam.html
Nam Talan | hydro-reservoir | 5 | 12.4 | 48 | 94 |  |  |  | 4.5 | 96 |  |  |  |  | 20.8242 | 101.4694 | 20.8451 | 101.4971 |  |  | reservoir |  |  |  | Northern | [7 empty] | Nam Tah Lan | https://hobomaps.com/NamThaLanDamInfo.html
Nam Ou 7 | hydro-reservoir | 210 |  | 143 | 95 | 1770 | 710 | 1060 |  | 3448 | [6 empty] | 22.0824 | 102.2593 |  |  |  | Francis | 2 |  | Northern | Nam Ou | [7 empty] | https://hobomaps.com/NamOu7damInfo.html | http://www.powerchina.cn/
Nam Ou 6 | hydro-run-of-river | 180 |  | 60 | 93 | 409 | 163 | 246 |  | 5480 | [6 empty] | 21.769 | 102.195 |  |  |  | Francis | 3 |  | Northern | Nam Ou | [7 empty] | https://hobomaps.com/NamOu6damInfo.html | http://www.powerchina.cn/
Nam Ou 5 | hydro-reservoir | 240 |  | 74 | 95 | 335 | 193 | 142 |  | 10270 | [6 empty] | 21.411 | 102.344 |  |  |  | Francis | 3 |  | Northern | Nam Ou | [7 empty] | https://hobomaps.com/NamOu5damInfo.html | http://www.powerchina.cn/
Nam Ou 4 | hydro-run-of-river | 132 |  |  | 94 | 141.6 |  | 16 | [8 empty] | 21.104 | 102.498 |  |  |  | bulb turbine | 3 | (44 MW+44 MW+44 MW) | Northern | Nam Ou | IPP | [6 empty] | https://hobomaps.com/NamOu4damInfo.html | http://www.powerchina.cn/
Nam Ou 3 | hydro-run-of-river | 210 |  |  | 94.5 | 181 | 24 | 157 | [8 empty] | 20.8208 | 102.6666 |  |  |  | Francis | 3 | (40 MW+40 MW+40 MW) | Northern | Nam Ou | IPP |  |  |  | 2020 |  |  | https://hobomaps.com/NamOu3damInfo.html | http://www.powerchina.cn/
Nam Ou 2 | hydro-run-of-river | 120 |  |  | 95 | 121 | 96 | 25 |  | 22159 | 120 |  | 502 |  |  |  | 20.3881 | 102.4496 |  |  |  | bulb turbine | 3 |  | Northern | Nam Ou | IPP |  |  |  | 2015 |  |  | https://hobomaps.com/NamOu2damInfo.html | http://www.powerchina.cn/
Nam Ou 1 | hydro-run-of-river | 180 |  |  | 93 | 89 | 67 | 22 |  |  | 180 |  | 710 |  | 20.1494 | 102.3174 | 20.1494 | 102.3174 |  |  |  | Pelton turbine | 4 |  | Northern | Nam Ou | IPP |  |  |  | 2019 |  |  | https://hobomaps.com/NamOu1damInfo.html | http://www.powerchina.cn/
Nam Nga 2 | hydro-reservoir | 14.5 | 63.94 | 26.5 | 92 | 9.3 | [5 empty] | 14.5 |  | 62.5 |  |  | 20.1827 | 101.9229 |  |  |  | francis | 2 | (7.25, 7.25) | Northern | Nam Nga | IPP |  |  |  | 2015 |  | Nam Nga 2 | https://hobomaps.com/NamNga2DamInfo.html | https://hobomaps.com/NamNga2CDMapply.pdf
Nam Long 1 | hydro-run-of-river | 5.6 | 2.62 | 240 | 92.3 | [5 empty] | 5.6 |  | 30 |  |  |  | 20.9239 | 100.8971 |  |  |  | Pelton | 2 | (2.8, 2.8) | Northern | Nam long / a tributary of the Nam Ma | IPPS |  |  |  | 2014 |  | Nam Long 1 | https://hobomaps.com/NamLong1Dam.html | https://hobomaps.com/NamLong1CDMapplication.pdf
Nam Long 2 | hydro-run-of-river | 9.5 | 8.49 | 120 | 95 | [5 empty] | 9.5 |  | 47 |  |  |  | 20.9471 | 100.8539 |  |  |  | francis |  |  | Northern | Nam Long / a tributary of the Nam Ma | IPPS |  |  |  | Under construction |  | Nam long 2 | https://hobomaps.com/NamLong2Dam.html
Nam Leuk | hydro-reservoir | 60 | 39 | 183 | 95 | 185 | 31 | 154 | 16.4 | 323 | 60 |  | 215 |  | 18.5352 | 102.9392 | 18.437 | 102.947 | 18.5059 | 102.9378 |  | Francis | 2 | (30, 30) | Central | Nam Leuk / Nam Mang River | EDL-GEN | 388 | 405 |  | 2000 |  | Nam Leuk | https://hobomaps.com/NamLeukDamInfo.html
Nam Khan 3 | hydro-reservoir | 60 | 176 | 41.5 | 95 | 224 | 176 | 48 | 92.1 | 7.049 | 60 |  | 240 |  | 19.7469 | 102.222 | 19.7469 | 102.222 |  |  |  | Francis | 2 | (30, 30) | Northern | Nam Khan River | EDL-GEN | 343 | 349 |  | 2016 |  |  | https://hobomaps.com/NamKhan3Dam.html
Nam Khan 2 | hydro-reservoir | 130 | 135 | 119.18 | 95 | 686.2 | 457.1 | 229.1 | 67 | 5.167 | 130 |  | 558 |  | 19.6833 | 102.3683 | 19.6833 | 102.3683 |  |  |  | Francis | 2 | (65MW, 65MW) | Northern | Nam Khan river | EDL-GEN | 465 | 477.86 |  | 2015 |  |  | https://hobomaps.com/NamKhan2Dam.html | https://edlgen.com.la/uploads/EIA/Nam-Kan-2-HPP-EIA-Report.pdf
Xayaburi | hydro-run-of-river | 1285 | 7.825 | 18 | 93 | 703.2 | 478.5 | 224.7 |  | 272000 | 60 | 1225 |  | 7.37 |  |  | 19.2436 | 101.8194 |  |  |  | Kaplan | 8 | (7*175MW, 60MW) | Northern | Mekong river | IPP | 270 | 275 |  | 2019 |  |  | https://hobomaps.com/SayabouryDamInfo.html | https://www.ckpower.co.th/en/projects/hydro-power/58/xayaburi-hydroelectric-power-plant/
Xenamnoy 1 | hydro-run-of-river | 14.8 | 24 | 75 | 95 | 0.21 | 0.03 | 0.18 | 53 | 1284 | 14.8 |  | 85 |  | 15.1531 | 106.7186 | 15.1341 | 106.6776 |  |  |  | Francis | 2 | (7.4MW, 7.4MW) | Southern | XeNamnoy | IPP | 249 | 252 |  | 2018 |  |  | https://hobomaps.com/XeNamnoy1dam.html
Nam Kap | hydro-run-of-river | 12 | 5.24 | 287 | 92 | [5 empty] | 12 |  | 54 |  | 19.0191 | 102.7497 | 19.0186 | 102.7305 | 19.0188 | 102.7442 |  | pelton | 2 | (6MW, 6MW) | Central |  | IPP |  |  |  | 2025 |  |  | https://hobomaps.com/NamKapDamInfo.html | https://hobomaps.com/NamKapCDM.pdf
Nam Beng | hydro-reservoir | 36 |  |  | 95 | [5 empty] | 36 |  | 136 |  |  |  | 19.946 | 101.24 |  |  |  |  | 3 |  | Northern | Nam Beng | IPP |  |  |  | 2017 |  | Nam Beng HPP | https://hobomaps.com/NamBengDam.html
Luang Prabang | hydro-run-of-river | 1460 | 5355 | 29.56 | 95 | [6 empty] | 1460 |  | 6854 |  |  | 20.0735 | 102.1875 |  |  |  | Kaplan | 7 | (7*200MW),(3*20MW) | Northern | Mekong River | IPP | 275 | 312 |  | 2025/65% |  |  | https://hobomaps.com/LuangPrabangDam.html | https://hobomaps.com/LPBdamFeatures.pdf
Nam Dong
Nam Houng 1 | hydro-reservoir | 15 |  |  |  | 16.72 | 4.56 | 12.16 |  | 2915 | 15 |  | 75 |  |  |  | 19.1888 | 101.8049 | [6 empty] | Northern | Nam Houng River | IPP | 264.67 | 272 |  | 2023 |  |  | https://hobomaps.com/NamHoung1damInfo.html
Nam Ko | hydro-run-of-river | 1.5 | [8 empty] | 1.5 |  | 8 |  | 20.8139 | 102.119 | 20.7926 | 102.1175 | [6 empty] | Northern | Nam Ko river | EDL |  |  |  | 1996 |  |  | https://hobomaps.com/NamKoOudomxayDam.html
Nam Ou 9
Nam Sana | hydro-run-of-river | 14 | 11.5 | 145 | [5 empty] | 96 | 14 |  | 50 |  |  |  | 19.2121 | 102.3297 |  |  |  | Francis | 3 | (3*4.69MW) | Central | Nam Lik River | EDL- GEN | 640 | 642 |  | 2014 |  |  | https://hobomaps.com/NamSanaDamInfo.html
Nam Yaung
Nam Yon
Tad Salan | hydro-run-of-river | 3.2 | 5.06 | 78.4 |  |  |  |  | 126.49 | 102 | 3.2 |  | 17 |  | 16.7393 | 106.4854 | 16.7367 | 106.4917 |  |  |  | Francis | 2 | (1.6MW, 1.6MW) | Southern | Xe Bang Hieng (river) | IPP |  |  |  | 2012 |  |  | https://hobomaps.com/TadSalenDamInfo.html
Xekatam 1 | hydro-run-of-river | 20.1 | [8 empty] | 21.1 |  | 83 |  | 15.1222 | 106.6414 | [5 empty] | Francis | 3 | (6.7MW, 6.7MW, 6.7MW) | Southern | Xekatam River | IPP |  |  |  | 2016 |  |  | https://hobomaps.com/XeKatam1XeNamnoy2Dam.html
Houay Kapheu | hydro-reservoir | 5 | [7 empty] | 24 |  |  |  |  | 15.3673 | 106.1465 | 15.355 | 106.1617 |  |  |  | Pelton | 2 | (2.5 , 2.5) | Southern | Sedon (Xedon) river. | IPP | 914 | 923 |  | 2020 |  |  | https://hobomaps.com/HouayKapheuDamInfo.html
Nam Hao | hydro-run-of-river | 23 | [12 empty] | 20.534 | 104.3886 | 20.5062 | 104.3578 | [6 empty] | Northern | Nam Hao river | IPP |  |  |  | 2020 |  |  | https://hobomaps.com/NamHaoDamInfo.html
Houay Kham

## Location Data (hidden)
Name | Description | Component | Bus | Plant | x | y | GeoData
Donsahong (Cambodia Export) | Donsahong |  | B_Donsahong | Donsahong | 105.956 | 13.9438 | POINT Z (105.955975 13.9437805555555)
Hongsa |  |  |  | Hongsa-coal factory | 101.2797 | 19.6907 | POINT Z (101.279719444444 19.6907027777777)
Houay Lampan Gnai |  |  | B_Houaylamphan Gnai | Houay Lamphan Gnai | 106.5864 | 15.3565 | POINT Z (106.586427777777 15.3564555555555)
Houay Lampan Gnai Lower |  |  | B_Houaylamphan Gnai Lower | Houay Lamphan Gnai Lower | 106.6307 | 15.3197 | POINT Z (106.630675 15.3196611111111)
Houay Por |  |  | B_Houay Por | Houay Por | 106.223 | 15.5758 | POINT Z (106.222955555555 15.5757777777777)
HouayHo Hyroelectric Plant |  |  | B_Houay Ho | Houay Ho | 106.8293 | 15.0787 | POINT Z (106.829275 15.0786777777777)
Mit-Laos Sugar Factory |  |  |  | Mit-Laos sugar factory | 104.901 | 16.8725 | POINT Z (104.901044444444 16.8724638888888)
Nam Aow |  |  | B_Nam Aow | Nam Aow | 103.2895 | 19.1372 | POINT Z (103.289452777777 19.137175)
Nam Beng |  |  | B_Nam Beng | Nam Beng | 101.2406 | 19.9458 | POINT Z (101.240583333333 19.9458055555555)
Nam Chea |  |  | B_Nam Che | Nam Che | 103.5049 | 19.0481 | POINT Z (103.5049 19.048075)
Nam Chiane |  |  | B_Nam Chiane | Nam Chiane | 103.5214 | 19.0658 | POINT Z (103.521394444444 19.065825)
Nam Khan 2 |  |  | B_Nam Khan 2 | Nam Khan 2 | 102.3679 | 19.6841 | POINT Z (102.367891666666 19.684125)
Nam Khan 3 |  |  | B_Nam Khan 3 | Nam Khan 3 | 102.2216 | 19.7484 | POINT Z (102.221613888888 19.7483805555555)
Nam Khong 1 |  |  | B_Nam Kong 1 | Nam Kong 1 | 106.736 | 14.5743 | POINT Z (106.736030555555 14.5742777777777)
Nam Khong 2 |  |  | B_Nam Kong 2 | Nam Kong 2 | 106.8213 | 14.4978 | POINT Z (106.821255555555 14.4977583333333)
Nam Khong 3 |  |  | B_Nam Kong 3 | Nam Kong 3 | 106.9119 | 14.567 | POINT Z (106.911893756675 14.56702609102)
Nam Leuk |  |  | B_Nam Leuk | Nam Leuk | 102.9388 | 18.5352 | POINT Z (102.938761111111 18.5351638888888)
Nam Lik 1 |  |  | B_Nam Lik 1 | Nam Lik 1 | 102.3871 | 18.6188 | POINT Z (102.387091666666 18.6187666666666)
Nam Lik 1.2 |  |  | B_Nam Lik 2 | Nam Lik 2 | 102.1172 | 18.7934 | POINT Z (102.117216666666 18.7934305555555)
Nam Long |  |  | B_Nam Long | Nam Long | 100.8976 | 20.9255 | POINT Z (100.897608333333 20.9255)
Nam Mang 1 |  |  | B_Nam Mang 1 | Nam Mang 1 | 103.1732 | 18.4432 | POINT Z (103.173208333333 18.4432305555555)
Nam Mang 3 |  |  |  | Nam Mang 3 | 102.7358 | 18.3316 | POINT Z (102.735830555555 18.331575)
Nam Nga 2 |  |  | B_Nam Nga 2 | Nam Nga 2 | 101.9227 | 20.1818 | POINT Z (101.922672222222 20.1818472222222)
Nam Ngiep 1 |  |  | B_Nam Ngiep 1 | Nam Ngiep 1 | 103.5245 | 18.646 | POINT Z (103.524455555555 18.6460444444444)
Nam Ngiep 2 |  |  |  | Nam Ngiep 2 | 103.3098 | 19.1377 | POINT Z (103.309844444444 19.1376583333333)
Nam Ngiep 2A |  |  | B_Nam Ngiep 2A | Nam Ngiep 2A | 103.3448 | 19.1535 | POINT Z (103.34485 19.1534833333333)
Nam Ngiep 2B |  |  | B_Nam Ngiep 2B | Nam ngiep 2B | 103.3482 | 19.1578 | POINT Z (103.348225 19.1577722222222)
Nam Ngiep 2C |  |  | B_Dam Nam Ngiep 2C | Nam Ngiep 2C | 103.3556 | 19.1873 | POINT Z (103.355588888888 19.1872888888888)
Nam Ngiep 3A |  |  | B_Nam Ngiep 3A | Nam Ngiep 3A | 103.342 | 19.2893 | POINT Z (103.342019444444 19.2892722222222)
Nam Ngum 1 |  |  | B_Nam Ngum 1 | Nam Ngum 1 | 102.5473 | 18.5301 | POINT Z (102.547341666666 18.5301305555555)
Nam Ngum 1 (expanded) |  |  | B_Nam Ngum 1 | Nam Ngum 1 (expanded) | 102.5473 | 18.5301 | POINT Z (102.547341666666 18.5301305555555)
Nam Ngum 2 |  |  | B_Nam Ngum 2 | Nam Ngum 2 | 102.7759 | 18.7501 | POINT Z (102.775866666666 18.7500888888888)
Nam Ngum 3 |  |  | B_Nam Ngum 3 | Nam Ngum 3 | 102.8242 | 18.9964 | POINT Z (102.824183333333 18.9963861111111)
Nam Ngum 4 |  |  | B_Nam Ngum 4 | Nam Ngum 4 | 102.8488 | 19.4215 | POINT Z (102.848833333333 19.4215166666666)
Nam Ngum 5 |  |  | B_Nam Ngum 5 | Nam ngum 5 | 102.7101 | 19.3603 | POINT Z (102.710083333333 19.3602888888888)
Nam Nyon |  |  | B_Nam Nyon 8 |  | 100.3762 | 20.4315 | POINT Z (100.376216666666 20.431525)
Nam Ou 1 |  |  | B_Nam Ou 1 | Nam Ou 1 | 102.3162 | 20.1489 | POINT Z (102.316238888888 20.1489)
Nam Ou 2 |  |  | B_Nam Ou 2 | Nam Ou 2 | 102.4494 | 20.3887 | POINT Z (102.449430555555 20.3887166666666)
Nam Ou 3 |  |  | B_Nam Ou 3 | Nam Ou 3 | 102.6662 | 20.8202 | POINT Z (102.666163888888 20.8201805555555)
Nam Ou 4 |  |  | B_Nam Ou 4 | Nam Ou 4 | 102.4992 | 21.1056 | POINT Z (102.499152777777 21.1055722222222)
Nam Ou 5 |  |  | B_Nam Ou 5 | Nam Ou 5 | 102.3452 | 21.4106 | POINT Z (102.345230555555 21.4106083333333)
Nam Ou 6 |  |  | B_Nam Ou 6 | Nam Ou 6 | 102.1961 | 21.7702 | POINT Z (102.196130555555 21.770225)
Nam Ou 7 |  |  | B_Nam Ou 7 | Nam Ou 7 | 102.2638 | 22.079 | POINT Z (102.263777777777 22.0789694444444)
Nam Peun 1 |  |  | B_Nam Peun 1 | Nam Peun 1 | 103.8931 | 19.9796 | POINT Z (103.893086111111 19.9795666666666)
Nam Peun 2 |  |  | B_Nam Peun 2 | Nam Peun 2 | 103.9833 | 20.0377 | POINT Z (103.983283333333 20.0376638888888)
Nam Phagnai |  |  | B_Nam Pha Gnai | Nam Pha Gnai | 102.8337 | 18.9938 | POINT Z (102.83368366661 18.9937699470988)
Nam Phao |  |  |  |  | 105.1349 | 18.3625 | POINT Z (105.134869444444 18.3624666666666)
Nam Phay |  |  | B_Nam Phay | Nam Phay | 102.744 | 19.0334 | POINT Z (102.744025 19.0334277777777)
Nam San 3A |  |  | B_Nam San 3A | Nam San 3A | 103.628 | 19.0878 | POINT Z (103.627986111111 19.0877972222222)
Nam San 3B |  |  | B_Nam San 3B | Nam San 3B | 103.5995 | 19.0164 | POINT Z (103.599494444444 19.0164083333333)
Nam Sana |  |  | B_Nam Sana | Nam Sana | 102.3109 | 19.2045 | POINT Z (102.310863888888 19.2044666666666)
Nam Sen-Tad Lang |  |  | B_Nam Sen | Tad Lang | 103.1884 | 19.2817 | POINT Z (103.188405555555 19.2817194444444)
Nam Song |  |  | B_Nam Song | Nam Song | 102.4576 | 18.8037 | POINT Z (102.457552777777 18.8037388888888)
Nam Tha 1 |  |  | B_Nam Tha 1 | Nam Tha 1 | 100.8993 | 20.2472 | POINT Z (100.899319444444 20.2472222222222)
Nam Tha 3 |  |  | B_Nam Tha 3 | Nam Tha 3 | 100.8699 | 20.2667 | POINT Z (100.869941666666 20.26675)
Nam Thea |  |  | B_Nam Thea | Nam Thea | 103.5769 | 19.5955 | POINT Z (103.5769 19.5955472222222)
Nam Theun 1 |  |  | B_Nam Theun 1 | Nam Theun 1 | 104.1476 | 18.3513 | POINT Z (104.147616666666 18.3513222222222)
Nam Theun 2 |  |  | B_Nam Theun 2 | Nam Theun 2 | 105.1529 | 17.6808 | POINT Z (105.152947222222 17.6807638888888)
Namhinbun (Bottom Part) |  |  | B_Nam Hinboun Lower | Nam Hinboun Lower | 104.5713 | 17.7282 | POINT Z (104.571327777777 17.7282361111111)
Namhinbun 2 |  |  | B_Nam Hinboun 2 | Nam Hinboun 2 | 104.4242 | 18.0249 | POINT Z (104.424202777777 18.024875)
Sayaboury |  |  | B_Xayaburi | Xayaburi | 101.8195 | 19.2451 | POINT Z (101.819494444444 19.2450611111111)
Selabam |  |  | B_Selabam | Selabam | 105.8329 | 15.3543 | POINT Z (105.832919444444 15.3542611111111)
Tad Chiad |  |  | B_Tad Chiad | Tad Chiad | 106.0757 | 15.2026 | POINT Z (106.075661111111 15.2026277777777)
Tadsalan |  |  |  | Tad Salan | 106.4854 | 16.7393 | POINT Z (106.485425 16.7393194444444)
Theun Hinboun |  |  | B_Theun Hinboun | Theun Hinboun | 104.5387 | 18.21 | POINT Z (104.538694444444 18.2099666666666)
Xe Namnoy 1 |  |  | B_Xe Namnoy 1 | Xenamonoy 1 | 106.7184 | 15.1529 | POINT Z (106.718422222222 15.1528861111111)
Xekaman 1 |  |  | B_Xe Kaman 1 | Xekaman 1 | 107.1515 | 14.9594 | POINT Z (107.151483926958 14.9593939123345)
Xekaman 3 |  |  | B_Xe Kaman 3 | Xekaman 3 | 107.4063 | 15.3743 | POINT Z (107.406261111111 15.3742694444444)
Xekaman Sanxay |  |  | B_Xe Kaman Sanxay | Xekaman Sanxay | 107.1167 | 14.8895 | POINT Z (107.11665 14.8895)
Xelanong |  |  | B_Xe Lanong | Xelanong 1 | 106.2383 | 16.3564 | POINT Z (106.238286111111 16.3564472222222)
Xenamnoi 6 |  |  | B_Xe Namnoy 6 | Xenamonoy 6 | 106.6444 | 15.1368 | POINT Z (106.644422222222 15.1368416666666)
Xeset 1 |  |  | B_Xe Set 1 | Xeset 1 | 106.2792 | 15.492 | POINT Z (106.279153163875 15.4919693318384)
Xeset 2 |  |  | B_Xe Set 2 | Xeset 2 | 106.2832 | 15.4877 | POINT Z (106.283216671298 15.487669892123)
Xeset 3 |  |  | B_Xe Set 3 | Xeset 3 | 106.2963 | 15.3704 | POINT Z (106.296318504136 15.3703520833273)
XKXN2 |  |  | B_XKXN2 | Xekatam (XKXN2) | 106.6413 | 15.1223 | POINT Z (106.641275 15.1222527777777)
XPXN |  |  | B_XPXN | Xepien Xenamnoi | 106.7315 | 14.8414 | POINT Z (106.731475 14.8414055555555)
DSH dam | Donsahong | [5 empty] | POINT Z (105.9612997 13.9594126 0)
DSH dam | Donsahong | [5 empty] | POINT Z (105.9652873 13.9597112 0)
DSH dam | Donsahong | [5 empty] | POINT Z (105.9600917 13.9426099 0)
DSH overflow spillway | Donsahong | [5 empty] | POINT Z (105.9583217 13.9483584 0)
DSH powerhouse | Donsahong | [5 empty] | POINT Z (105.9559229 13.9439514 0)
HH dam | Houay Ho | [5 empty] | POINT Z (106.7643668 15.0598241 0)
HH spillway | Houay Ho | [5 empty] | POINT Z (106.763225 15.0586952 0)
HH power intake | Houay Ho | [5 empty] | POINT Z (106.806983 15.0650529 0)
HHo penstock | Houay Ho | [5 empty] | LINESTRING Z (106.806997 15.0650811 0, 106.8074908 15.0653878 0, 106.8146236 15.0696885 0, 106.829172 15.0786133 0)
HH powerhouse | Houay Ho | [5 empty] | POINT Z (106.8292663 15.0786574 0)
HLG diversion outlet | Houay Lamphan Gnai | [5 empty] | POINT Z (106.4886885 15.3445817 0)
HLG main dam | Houay Lamphan Gnai | [5 empty] | POINT Z (106.4982909 15.3564792 0)
HLG spillway | Houay Lamphan Gnai | [5 empty] | POINT Z (106.5004559 15.3563914 0)
HLG power intake | Houay Lamphan Gnai | [5 empty] | POINT Z (106.5314651 15.3347941 0)
HLG penstock | Houay Lamphan Gnai | [5 empty] | LINESTRING Z (106.5314805 15.3348178 0, 106.5549065 15.341177 0, 106.5721259 15.3492636 0, 106.5863359 15.3563924 0)
HLG powerhouse | Houay Lamphan Gnai | [5 empty] | POINT Z (106.5864674 15.3564688 0)
HPor diversion dam | Houay Por | [5 empty] | POINT Z (106.2607141 15.5436916 0)
HPor river intake | Houay Por | [5 empty] | POINT Z (106.2610141 15.5434567 0)
HPor diversion canal | Houay Por | [5 empty] | LINESTRING Z (106.2610047 15.5434561 0, 106.2604839 15.5426261 0, 106.259494 15.5420978 0, 106.2593027 15.5420153 0, 106.2591804 15.5420064 0, 106.259054 15.5420387 0, 106.2589259 15.5421234 0, 106.257253 15.5434723 0, 106.2565537 15.5437552 0, 106.2549212 15.5452314 0, 106.2480275 15.5483939 0, 106.247949 15.5484 0, 106.245871 15.5480708 0, 106.2456898 15.5480869 0, 106.2386253 15.5494957 0)
HPor headpond dam | Houay Por | [5 empty] | POINT Z (106.2348463 15.5542523 0)
HPor headrace intake | Houay Por | [5 empty] | POINT Z (106.234259 15.5538786 0)
HPor headrace canal | Houay Por | [5 empty] | LINESTRING Z (106.2342427 15.5539058 0, 106.2340889 15.5541255 0, 106.2336245 15.5543834 0, 106.2329019 15.5548064 0, 106.2320468 15.5570167 0, 106.2319612 15.5571139 0, 106.2308745 15.5577412 0, 106.2260603 15.5638146 0, 106.2245769 15.5661486 0, 106.2242327 15.5666396 0)
HPor canal spillway? | Houay Por | [5 empty] | POINT Z (106.2306674 15.5582937 0)
HPor headrace canal spillway | Houay Por | [5 empty] | POINT Z (106.2243326 15.5665338 0)
HPor penstock intake | Houay Por | [5 empty] | POINT Z (106.2241985 15.5666599 0)
HPor penstock | Houay Por | [5 empty] | LINESTRING Z (106.2242101 15.5666711 0, 106.2241277 15.5667988 0, 106.2228322 15.5749591 0, 106.2228943 15.5756489 0)
HPor powerhouse | Houay Por | [5 empty] | POINT Z (106.2229902 15.5757393 0)
HPor tailrace | Houay Por | [5 empty] | LINESTRING Z (106.2231042 15.5758123 0, 106.2233168 15.576084 0, 106.224496 15.5773028 0, 106.2250494 15.5778715 0, 106.2269926 15.5798457 0, 106.2272131 15.5800696 0, 106.229352 15.5836629 0, 106.2294748 15.5838015 0, 106.2296397 15.5839411 0, 106.2321896 15.5860735 0, 106.2337848 15.5874283 0, 106.2338484 15.5875397 0, 106.2341639 15.5887728 0)
HPor tailrace spillway | Houay Por | [5 empty] | POINT Z (106.224647 15.5775663 0)
LHL dam | Lower Houay Lamphan | [5 empty] | POINT Z (106.630184 15.3216488 0)
LHL spillway | Lower Houay Lamphan | [5 empty] | POINT Z (106.6311448 15.3233558 0)
LHL power intake | Lower Houay Lamphan | [5 empty] | POINT Z (106.6288871 15.3194484 0)
LHL powerhouse | Lower Houay Lamphan | [5 empty] | POINT Z (106.6306877 15.3196307 0)
NChe1 dam | Nam Che 1 | [5 empty] | POINT Z (103.513501 19.054626 0)
NChe1 powerhouse | Nam Che 1 | [5 empty] | POINT Z (103.5048732 19.0479822 0)
NC1 powerhouse | Nam Chiane 1 | [5 empty] | POINT Z (103.521424 19.0657609 0)
NK2 dam | Nam Khan 2 | [5 empty] | POINT Z (102.3685327 19.6801769 0)
NK2 spillway | Nam Khan 2 | [5 empty] | POINT Z (102.3697424 19.6852337 0)
NK2 power intake 1 | Nam Khan 2 | [5 empty] | POINT Z (102.3703188 19.6838575 0)
NK2 power intake 2 | Nam Khan 2 | [5 empty] | POINT Z (102.3705419 19.6843966 0)
NK2 powerhouse | Nam Khan 2 | [5 empty] | POINT Z (102.3679797 19.6839892 0)
NK3 dam | Nam Khan 3 | [5 empty] | POINT Z (102.2227806 19.7470112 0)
NK3 powerhouse | Nam Khan 3 | [5 empty] | POINT Z (102.2216321 19.7482877 0)
NK1 dam | Nam Kong 1 | [5 empty] | POINT Z (106.7412149 14.546717 0)
NK1 spillway | Nam Kong 1 | [5 empty] | POINT Z (106.7392767 14.5452674 0)
NK1 power intake | Nam Kong 1 | [5 empty] | POINT Z (106.7445356 14.5460969 0)
NK1 surge tank | Nam Kong 1 | [5 empty] | POINT Z (106.7391683 14.5717979 0)
NK1 tailrace outlet | Nam Kong 1 | [5 empty] | POINT Z (106.7338394 14.5828301 0)
NK2 dam | Nam Kong 2 | [5 empty] | POINT Z (106.8566389 14.4947387 0)
NK2 saddle dam | Nam Kong 2 | [5 empty] | POINT Z (106.850059 14.4969994 0)
NK2 power intake | Nam Kong 2 | [5 empty] | POINT Z (106.8357205 14.5049046 0)
NK2 surge tank | Nam Kong 2 | [5 empty] | POINT Z (106.8254149 14.4991818 0)
NK2 powerhouse | Nam Kong 2 | [5 empty] | POINT Z (106.8211623 14.4977828 0)
NK3 dam | Nam Kong 3 | [5 empty] | POINT Z (106.9192657 14.5725533 0)
NK3 power intake | Nam Kong 3 | [5 empty] | POINT Z (106.9117647 14.5733725 0)
NK3 powerhouse | Nam Kong 3 | [5 empty] | POINT Z (106.9119324 14.5670731 0)
NLK main dam | Nam Leuk | [5 empty] | POINT Z (102.946716 18.4371912 0)
NLK spillway | Nam Leuk | [5 empty] | POINT Z (102.9479386 18.4386008 0)
NLK labyrinth spillway | Nam Leuk | [5 empty] | POINT Z (102.9593593 18.4523194 0)
NLK power intake | Nam Leuk | [5 empty] | POINT Z (102.9373268 18.5057598 0)
NLK surge tank | Nam Leuk | [5 empty] | POINT Z (102.9390725 18.5284091 0)
NLK powerhouse | Nam Leuk | [5 empty] | POINT Z (102.9387752 18.53523 0)
NL2 main dam | Nam Lik 1-2 | [5 empty] | POINT Z (102.1166323 18.7936867 0)
NL2 saddle dam | Nam Lik 1-2 | [5 empty] | POINT Z (102.1219935 18.8036916 0)
NL2 saddle dam | Nam Lik 1-2 | [5 empty] | POINT Z (102.1229493 18.8042769 0)
NL2 spillway (inlet) | Nam Lik 1-2 | [5 empty] | POINT Z (102.1182548 18.7949657 0)
NL2 spillway (outlet) | Nam Lik 1-2 | [5 empty] | POINT Z (102.1202629 18.7908818 0)
NL2 LLO inlet | Nam Lik 1-2 | [5 empty] | POINT Z (102.1139365 18.7938734 0)
NL2 LLO outlet | Nam Lik 1-2 | [5 empty] | POINT Z (102.1188109 18.7903426 0)
NL2 power intake | Nam Lik 1-2 | [5 empty] | POINT Z (102.1146816 18.7934654 0)
NL2 powerhouse | Nam Lik 1-2 | [5 empty] | POINT Z (102.1180075 18.7915147 0)
NK1 dam | Nam Lik 1 | [5 empty] | POINT Z (102.3874399 18.6192231 0)
NK1 powerhouse | Nam Lik 1 | [5 empty] | POINT Z (102.387061 18.6187491 0)
NM3 main dam | Nam Mang 3 | [5 empty] | POINT Z (102.8035912 18.3548065 0)
NM3 saddle dam | Nam Mang 3 | [5 empty] | POINT Z (102.7652637 18.34966 0)
NM3 power intake | Nam Mang 3 | [5 empty] | POINT Z (102.7650025 18.348315 0)
NM3 powerhouse | Nam Mang 3 | [5 empty] | POINT Z (102.7358721 18.3315929 0)
NM3 regulating outlet | Nam Mang 3 | [5 empty] | POINT Z (102.7205654 18.3366267 0)
NGP2 tributary dam | Nam Ngiep 2 | [5 empty] | POINT Z (103.3426939 19.2868192 0)
NGP2 tributary intake | Nam Ngiep 2 | [5 empty] | POINT Z (103.3423134 19.286709 0)
NGP2 main dam | Nam Ngiep 2 | [5 empty] | POINT Z (103.2839923 19.2430424 0)
NGP2 spillway | Nam Ngiep 2 | [5 empty] | POINT Z (103.2828618 19.2413347 0)
NGP2 diversion (LLO) inlet | Nam Ngiep 2 | [5 empty] | POINT Z (103.2804819 19.2411279 0)
NGP2 power intake | Nam Ngiep 2 | [5 empty] | POINT Z (103.2803713 19.2407102 0)
NGP2 LLO outlet | Nam Ngiep 2 | [5 empty] | POINT Z (103.2845699 19.2401538 0)
NGP2 powerhouse | Nam Ngiep 2 | [5 empty] | POINT Z (103.3096639 19.1375745 0)
NGP3A dam | Nam Ngiep 3A | [5 empty] | POINT Z (103.3522717 19.2998735 0)
NGP3A spillway | Nam Ngiep 3A | [5 empty] | POINT Z (103.3478454 19.2980617 0)
NGP3A power intake | Nam Ngiep 3A | [5 empty] | POINT Z (103.3464509 19.2981881 0)
NGP3A surge chamber | Nam Ngiep 3A | [5 empty] | POINT Z (103.3451161 19.2941085 0)
NGP3A powerhouse | Nam Ngiep 3A | [5 empty] | POINT Z (103.3421248 19.2892361 0)
NN1 dam | Nam Ngum 1 | [5 empty] | POINT Z (102.5477519 18.5305668 0)
NN1 spillway | Nam Ngum 1 | [5 empty] | POINT Z (102.5474712 18.5314772 0)
NN1 powerhouse | Nam Ngum 1 | [5 empty] | POINT Z (102.5473074 18.5302489 0)
NN1 expansion intake | Nam Ngum 1 | [5 empty] | POINT Z (102.5480153 18.5329066 0)
NN1 expansion powerhouse | Nam Ngum 1 | [5 empty] | POINT Z (102.545091 18.5327515 0)
NN2 intake | Nam Ngum 2 | [5 empty] | POINT Z (102.7789913 18.7545637 0)
NN2 dam | Nam Ngum 2 | [5 empty] | POINT Z (102.7758555 18.7532988 0)
NN2 spillway | Nam Ngum 2 | [5 empty] | POINT Z (102.7733355 18.7534017 0)
NN2 powerhouse | Nam Ngum 2 | [5 empty] | POINT Z (102.7758733 18.7500272 0)
NPY dam | Nam Phay | [5 empty] | POINT Z (102.7787497 19.112319 0)
NPY spillway | Nam Phay | [5 empty] | POINT Z (102.7773281 19.1106912 0)
NPY power intake | Nam Phay | [5 empty] | POINT Z (102.7257923 19.0926696 0)
NPY powerhouse | Nam Phay | [5 empty] | POINT Z (102.7440415 19.0333032 0)
NS3A dam | Nam Sane 3A | [5 empty] | POINT Z (103.6621919 19.1299654 0)
NS3B dam | Nam Sane 3B | [5 empty] | POINT Z (103.6199575 19.0846341 0)
NS3B surge tank | Nam Sane 3B | [5 empty] | POINT Z (103.6076399 19.0250071 0)
NS3B powerhouse | Nam Sane 3B | [5 empty] | POINT Z (103.5995816 19.0164222 0)
NSG dam | Nam Song | [5 empty] | POINT Z (102.4268862 18.7986294 0)
NSG powerhouse | Nam Song | [5 empty] | POINT Z (102.4575323 18.8037121 0)
NSG sluice gate | Nam Song | [5 empty] | POINT Z (102.4556009 18.8029205 0)
NT1 dam | Nam Theun 1 | [5 empty] | POINT Z (104.1473364 18.3547451 0)
NT1 power intake | Nam Theun 1 | [5 empty] | POINT Z (104.1493036 18.3551392 0)
NT1 powerhouse | Nam Theun 1 | [5 empty] | POINT Z (104.1476373 18.3512589 0)
NT2 main (Nakai) dam | Nam Theun 2 | [5 empty] | POINT Z (104.9522304 17.9973212 0)
NT2 power intake | Nam Theun 2 | [5 empty] | POINT Z (105.1637481 17.7034098 0)
NT2 surge tank | Nam Theun 2 | [5 empty] | POINT Z (105.1570347 17.691474 0)
NT2 powerhouse | Nam Theun 2 | [5 empty] | POINT Z (105.1530391 17.680829 0)
NT2 regulating dam | Nam Theun 2 | [5 empty] | POINT Z (105.1710821 17.650792 0)
NT2 canal aeration weir | Nam Theun 2 | [5 empty] | POINT Z (105.1677383 17.5824988 0)
NG8 dam | Theun Hinboun & expansion | [5 empty] | POINT Z (104.6364459 18.295927 0)
NG8 power intake | Theun Hinboun & expansion | [5 empty] | POINT Z (104.6381987 18.295315 0)
THB dam | Theun Hinboun & expansion | [5 empty] | POINT Z (104.5626323 18.2613332 0)
THB gated spillway | Theun Hinboun & expansion | [5 empty] | POINT Z (104.5626956 18.260356 0)
THB power intake | Theun Hinboun & expansion | [5 empty] | POINT Z (104.562887 18.2598726 0)
THB powerhouse | Theun Hinboun & expansion | [5 empty] | POINT Z (104.5386471 18.2099252 0)
THB regulating dam | Theun Hinboun & expansion | [5 empty] | POINT Z (104.549388 18.1842608 0)
NG8 powerhouse | Theun Hinboun & expansion | [5 empty] | POINT Z (104.6370398 18.2938425 0)
XK1 dam | Xekaman 1 | [5 empty] | POINT Z (107.1554361 14.9606758 0)
XK3 dam | Xekaman 3 | [5 empty] | POINT Z (107.3679913 15.4259989 0)
XK3 powerhouse | Xekaman 3 | [5 empty] | POINT Z (107.4049966 15.3737633 0)
XKXN dam | Xekaman Sanxai | [5 empty] | POINT Z (107.1172078 14.8888257 0)
XKXN powerhouse | Xekaman Sanxai | [5 empty] | POINT Z (107.1166373 14.8895469 0)
XK1XN2 dam | XeKatam 1 - XeNamNoy 2 | [5 empty] | POINT Z (106.5656257 15.1050059 0)
XK1XN2 diversion intake | XeKatam 1 - XeNamNoy 2 | [5 empty] | POINT Z (106.5653931 15.1055237 0)
XK1XN2 dam | XeKatam 1 - XeNamNoy 2 | [5 empty] | POINT Z (106.5867988 15.1158645 0)
XK1XN2 dam | XeKatam 1 - XeNamNoy 2 | [5 empty] | POINT Z (106.6165851 15.1179524 0)
XK1XN2 river intake | XeKatam 1 - XeNamNoy 2 | [5 empty] | POINT Z (106.616637 15.1177102 0)
XK1XN2 surge tank | XeKatam 1 - XeNamNoy 2 | [5 empty] | POINT Z (106.6244872 15.1201168 0)
XK1XN2 powerhouse | XeKatam 1 - XeNamNoy 2 | [5 empty] | POINT Z (106.641254 15.1222372 0)
XLB weir | Xelabam | [5 empty] | POINT Z (105.8321586 15.3561235 0)
XLB weir | Xelabam | [5 empty] | POINT Z (105.8302922 15.3589064 0)
XLB weir | Xelabam | [5 empty] | POINT Z (105.8297163 15.3600256 0)
XLB power intake 1 | Xelabam | [5 empty] | POINT Z (105.8335226 15.3554286 0)
XLB power intake 3 | Xelabam | [5 empty] | POINT Z (105.8331857 15.3552158 0)
XLB surge tank 2a | Xelabam | [5 empty] | POINT Z (105.8336115 15.3541702 0)
XLB surge tank 2b | Xelabam | [5 empty] | POINT Z (105.8333767 15.3543802 0)
XLB surge tank 3 | Xelabam | [5 empty] | POINT Z (105.8328692 15.354553 0)
XLB powerhouse no.1 | Xelabam | [5 empty] | POINT Z (105.8342065 15.3545511 0)
XLB powerhouse no.2 | Xelabam | [5 empty] | POINT Z (105.8332891 15.353998 0)
XLB powerhouse no.3 | Xelabam | [5 empty] | POINT Z (105.8329284 15.3542626 0)
XNN1 dam | XeNamNoy 1 | [5 empty] | POINT Z (106.6777517 15.1341843 0)
XNN1 river intake | XeNamNoy 1 | [5 empty] | POINT Z (106.6780414 15.1337043 0)
XNN1 power intake | XeNamNoy 1 | [5 empty] | POINT Z (106.7179818 15.1509777 0)
XNN1 powerhouse | XeNamNoy 1 | [5 empty] | POINT Z (106.7184503 15.1528559 0)
XS1 dam | Xeset 1 | [5 empty] | POINT Z (106.2775498 15.4905118 0)
XS1 spillway | Xeset 1 | [5 empty] | POINT Z (106.2786641 15.4917479 0)
XS1 power intake | Xeset 1 | [5 empty] | POINT Z (106.2791165 15.4919067 0)
XS1 powerhouse | Xeset 1 | [5 empty] | POINT Z (106.2763285 15.5031301 0)
XS2 dam | Xeset 2 | [5 empty] | POINT Z (106.2810587 15.4023682 0)
XS2 spillway | Xeset 2 | [5 empty] | POINT Z (106.2803877 15.4037389 0)
XS2 diversion dam | Xeset 2 | [5 empty] | POINT Z (106.2168313 15.3689259 0)
XS2 diversion canal | Xeset 2 | [5 empty] | LINESTRING Z (106.2169381 15.3689122 0, 106.2173003 15.3735667 0, 106.2181182 15.3748059 0, 106.2191732 15.3764238 0, 106.2196304 15.3802583 0, 106.2196709 15.3803828 0, 106.2197253 15.3804658 0, 106.2197998 15.3805358 0, 106.2199641 15.3806251 0, 106.2283112 15.3846201 0, 106.2294854 15.3851866 0, 106.2296556 15.3852193 0, 106.2307779 15.3854287 0, 106.2337588 15.3859977 0, 106.238244 15.3868427 0, 106.2410929 15.3882754 0, 106.2462657 15.3908924 0, 106.2481317 15.3918419 0, 106.248263 15.3918792 0, 106.2484539 15.3918771 0, 106.2525711 15.3917065 0, 106.2567425 15.391556 0, 106.2575601 15.3915059 0, 106.2577744 15.391472 0, 106.2580809 15.3914907 0, 106.258302 15.3914367 0, 106.2584464 15.3914572 0, 106.2586504 15.3914368 0, 106.2588419 15.3913993 0, 106.2590506 15.3913987 0, 106.2593377 15.391446 0, 106.2595487 15.3914455 0, 106.2600449 15.3914309 0, 106.263276 15.391293 0, 106.2650897 15.3912289 0, 106.2653261 15.3912174 0, 106.2654321 15.3912263 0, 106.2655765 15.391283 0, 106.2657169 15.3913525 0, 106.2658196 15.3914457 0, 106.2658896 15.3921519 0, 106.2659763 15.3928647 0, 106.2660203 15.3930094 0, 106.2661164 15.3931792 0, 106.2665755 15.3940235 0, 106.2675496 15.3957893 0, 106.267618 15.3958677 0, 106.2676954 15.3959377 0, 106.2677817 15.3959924 0, 106.267954 15.3960538 0, 106.2700513 15.3968643 0, 106.2720869 15.3976598 0, 106.2748389 15.3987134 0, 106.2749149 15.3987355 0, 106.2750356 15.3987159 0, 106.2768813 15.3983105 0, 106.277297 15.3981944 0, 106.2773791 15.3982207 0, 106.2774437 15.3982664 0, 106.2774862 15.3983572 0, 106.2776079 15.3984345 0, 106.2778213 15.3985269 0, 106.2783467 15.3987601 0, 106.2798533 15.3994335 0, 106.2811593 15.4000084 0, 106.2821619 15.4004645 0)
XS2 diversion canal spillway | Xeset 2 | [5 empty] | POINT Z (106.2770517 15.3984889 0)
XS2 diversion canal outlet | Xeset 2 | [5 empty] | POINT Z (106.2821736 15.4004665 0)
XS2 power intake | Xeset 2 | [5 empty] | POINT Z (106.2888697 15.4160708 0)
XS2 headrace tunnel | Xeset 2 | [5 empty] | LINESTRING Z (106.2888884 15.4161215 0, 106.2889063 15.4161433 0, 106.2904089 15.4767838 0, 106.2894391 15.4783821 0)
XS2 surge tank | Xeset 2 | [5 empty] | POINT Z (106.2904019 15.4767791 0)
XS2 penstock | Xeset 2 | [5 empty] | LINESTRING Z (106.2894044 15.4783892 0, 106.2891436 15.4787463 0, 106.2836151 15.4873851 0, 106.2833266 15.4876328 0)
XS2 powerhouse | Xeset 2 | [5 empty] | POINT Z (106.2831837 15.4877337 0)
XS3 dam | Xeset 3 | [5 empty] | POINT Z (106.3112407 15.3420455 0)
XS3 canal | Xeset 3 | [5 empty] | LINESTRING Z (106.3116981 15.3420071 0, 106.3124512 15.3458689 0, 106.3122017 15.3495053 0, 106.3102127 15.3549147 0)
XS3 surge tank | Xeset 3 | [5 empty] | POINT Z (106.3020309 15.3629458 0)
XS3 penstock | Xeset 3 | [5 empty] | LINESTRING Z (106.3101928 15.3549442 0, 106.30204 15.3629493 0, 106.3018072 15.3632302 0, 106.2986433 15.3673359 0, 106.297094 15.3693321 0, 106.2964704 15.3700692 0)
XS3 powerhouse | Xeset 3 | [5 empty] | POINT Z (106.2963433 15.3703213 0)
Houay Makchan dam | XiPian - XiNamNoy | [5 empty] | POINT Z (106.5247227 15.0915152 0)
XPN dam | XiPian - XiNamNoy | [5 empty] | POINT Z (106.5270796 15.0613819 0)
XPN spillway | XiPian - XiNamNoy | [5 empty] | POINT Z (106.5241612 15.0591479 0)
XNN main dam | XiPian - XiNamNoy | [5 empty] | POINT Z (106.6004093 15.0287434 0)
XNN saddle dam | XiPian - XiNamNoy | [5 empty] | POINT Z (106.5732029 15.0295881 0)
XNN saddle dam | XiPian - XiNamNoy | [5 empty] | POINT Z (106.5659176 15.0161901 0)
XNN saddle dam D (destroyed) | XiPian - XiNamNoy | [5 empty] | POINT Z (106.5639004 15.0089275 0)
XNN saddle dam | XiPian - XiNamNoy | [5 empty] | POINT Z (106.562394 14.9912457 0)
XNN saddle dam | XiPian - XiNamNoy | [5 empty] | POINT Z (106.544079 14.9645972 0)
XPXN power intake | XiPian - XiNamNoy | [5 empty] | POINT Z (106.6280627 14.9450474 0)
XPXN penstock | XiPian - XiNamNoy | [5 empty] | LINESTRING Z (106.6280765 14.945048 0, 106.7218396 14.8574955 0, 106.7284624 14.847758 0, 106.7311377 14.8423866 0, 106.7314496 14.841594 0)
XPXN powerhouse | XiPian - XiNamNoy | [5 empty] | POINT Z (106.7314707 14.8414257 0)

## Generation Key (hidden)
PyPSA Model Name | EDL Name
Donsahong | Donsahong
Hongsa | Hongsa (Coal Factory)
Houay Por | Houay Por
Houay Lampan Gnai Lower | Huay Lamphun (Bottom Part)
Houay Lampan Gnai | Huay Lamphun Gnai (Large)
Sayaboury | Mekong (Sayaboury)
Mit-Laos Sugar Factory | Mit-Laos Sugar Factory
Nam Aow | Nam Aow
Nam Beng | Nam Beng
Nam Boun | Nam Boun
Nam Chea | Nam Chea
Nam Chein | Nam Chein
Nam Dong | Nam Dong
Nam Gab | Nam Gab
Nam Huai Sea | Nam Huai Sea
Nam Khan 2 | Nam Khan 2
Nam Khan 3 | Nam Khan 3
Nam Ko | Nam Ko
Nam Khong 1 | Nam Kong 1
Nam Khong 2 | Nam Kong 2
Nam Khong 3 | Nam Kong 3
Nam Leuk | Nam Leuk
Nam Lik 1 | Nam Lik 1
Nam Lik 1.2 | Nam Lik 1.2
Nam Long | Nam Long
Nam Mang 1 | Nam Mang 1
Nam Mang 3 | Nam Mang 3
Nam Mong | Nam Mong
Nam Nga 2 | Nam Nga 2
Nam Ngiep 1 | Nam Ngiep 1
Nam Ngiep 2 | Nam Ngiep 2
Nam Ngiep 2B | Nam Ngiep 2B
Nam Ngiep 2C | Nam Ngiep 2C
Nam Ngiep 3A | Nam Ngiep 3A
Nam Ngum 1 | Nam Ngum 1
Nam Ngum 1 (Expanded) | Nam Ngum 1 (Expanded)
Nam Ngum 5 | Nam Ngum 5
Nam Ngum Keang Kaun | Nam Ngum Keang Kaun
Nam Ou 1 | Nam Ou 1
Nam Ou 2 | Nam Ou 2
Nam Ou 3 | Nam Ou 3
Nam Ou 4 | Nam Ou 4
Nam Ou 5 | Nam Ou 5
Nam Ou 6 | Nam Ou 6
Nam Ou 7 | Nam Ou 7
Nam Ou 9 | Nam Ou 9
Nam Peun 1 | Nam Peun 1
Nam Peun 2 | Nam Peun 2
Nam Phagnai | Nam Phagnai
Nam Phao | Nam Phao
Nam Phay | Nam Phay
Nam San 3A | Nam San 3A
Nam San 3B | Nam San 3B
Nam Sana | Nam Sana
Nam So | Nam So
Nam So | Nam So
Nam Song | Nam Song
Nam Tha 1 | Nam Tha 1
Nam Tha 3 | Nam Tha 3
Nam Thea | Nam Thea
Nam Theun 2 | Nam Theun 2
Nam Yaung | Nam Yaung
Nam Yon | Nam Yon
Namhinbun (Bottom Part) | Namhinbun (Bottom Part)
Namtalan | Namtalan
Naxaithong 1+2 | Naxaithong 1+2
Naxaithong 2 | Naxaithong 2
Naxaithong 3 | Naxaithong 3
Nong Heo | Nong Heo
Oumnamkong 1 | Oumnamkong 1
Oumnamkong 3 | Oumnamkong 3
Pak Ngum 1 | Pak Ngum 1
Pak Ngum 2 | Pak Ngum 2
Paper Factory (Sunpaper) | Paper Factory (Sunpaper)
Selabam | Selabam
Sikottabong | Sikottabong
Sugar Factory in Attapeu | Sugar Factory in Attapeu
Sugar Factory in Savannakhet | Sugar Factory in Savannakhet
Sungthong 1 | Sungthong 1
Tad Chiad | Tad Chiad
Tad Lang | Tad Lang
Tadsalan | Tadsalan
Xekaman 3 | Xekaman 3
XKXN2 | Xekatam
Xelanong | Xelanong
Xe Namnoy 1 | Xenamnoi 1
Xenamnoi 6 | Xenamnoi 6
XPXN | Xepien-Xenamnoi
Xeset 1 | Xeset 1
Xeset 2 | Xeset 2
Xeset 3 | Xeset 3

## Sheet1 (hidden)
EDL_Gen-Loadshedding Central
EDL_Gen-Loadshedding Northern | FALSE
EDL_Gen-Loadshedding Southern | FALSE
GenInt-Cambodia Generators | FALSE
GenInt-China Generators | FALSE
GenInt-Myanmar Generators | FALSE
GenInt-Thailand Generators | FALSE
GenInt-Vietnam Generators | FALSE
RvrIn-Donsahong | FALSE
RvrIn-Houay Ho | FALSE
RvrIn-Houay Por | FALSE
RvrIn-Houaylamphan Gnai | FALSE
RvrIn-Nam Chiane | FALSE
RvrIn-Nam Hinboun | FALSE
RvrIn-Nam Kap | FALSE
RvrIn-Nam Kong 1 | FALSE
RvrIn-Nam Kong 2 | FALSE
RvrIn-Nam Kong 3 | FALSE
RvrIn-Nam Leuk | FALSE
RvrIn-Nam Lik | FALSE
RvrIn-Nam Mang 1 | FALSE
RvrIn-Nam Mang 3 | FALSE
RvrIn-Nam Ngiep | FALSE
RvrIn-Nam Ngiep 2C | FALSE
RvrIn-Nam Ngum | FALSE
RvrIn-Nam Peun | FALSE
RvrIn-Nam Phao | FALSE
RvrIn-Nam Pot | FALSE
RvrIn-Nam San | FALSE
RvrIn-Nam Sana | FALSE
RvrIn-Nam Sen | FALSE
RvrIn-Nam So | FALSE
RvrIn-Nam Song | FALSE
RvrIn-Nam Song | TRUE
RvrIn-Nam Sor | FALSE
RvrIn-Nam Thea | FALSE
RvrIn-Nam Theun | FALSE
RvrIn-Nam Ting | FALSE
RvrIn-Namkading River | FALSE
RvrIn-Selabam | FALSE
RvrIn-Vang Ngao | FALSE
RvrIn-Xe Kaman 1 | FALSE
RvrIn-Xe Kaman 3 | FALSE
RvrIn-Xe Katam | FALSE
RvrIn-Xe Lanong | FALSE
RvrIn-Xe Namnoy 6 | FALSE
RvrIn-Xe Pian | FALSE
RvrIn-Xe Set 1 | FALSE
RvrIn-Xe Set 2 | FALSE
RvrIn-Xe Set 3 | FALSE
RvrOut-Donsahong | FALSE
RvrOut-Houaylamphan Gnai | FALSE
RvrOut-Nam Kong Discharge | FALSE
RvrOut-Nam Leuk | FALSE
RvrOut-Nam Mang 1 | FALSE
RvrOut-Nam Mang 3 | FALSE
RvrOut-Nam Ngiep | FALSE
RvrOut-Nam Ngum | FALSE
RvrOut-Nam Peun | FALSE
RvrOut-Nam San | FALSE
RvrOut-Nam Thea | FALSE
RvrOut-Nam Theun | FALSE
RvrOut-Nam Theun 2 | FALSE
RvrOut-Selabam | FALSE
RvrOut-Theun Hinboun | FALSE
RvrOut-Vang Ngao | FALSE
RvrOut-Xe Kaman | FALSE
RvrOut-Xe Lanong | FALSE
RvrOut-Xe Namnoy 6 | FALSE
RvrOut-Xe Pian | FALSE
RvrOut-Xe Set | FALSE

## Sheet2 (hidden)
EDL_Gen-Loadshedding Central
EDL_Gen-Loadshedding Northern | FALSE
EDL_Gen-Loadshedding Southern | FALSE
GenInt-Cambodia Generators | FALSE
GenInt-China Generators | FALSE
GenInt-Myanmar Generators | FALSE
GenInt-Thailand Generators | FALSE
GenInt-Vietnam Generators | FALSE
name | FALSE
RvrIn-Donsahong | FALSE
RvrIn-Houay Ho | FALSE
RvrIn-Houay Por | FALSE
RvrIn-Houaylamphan Gnai | FALSE
RvrIn-Nam Chiane | FALSE
RvrIn-Nam Hinboun | FALSE
RvrIn-Nam Kap | FALSE
RvrIn-Nam Kong 1 | FALSE
RvrIn-Nam Kong 2 | FALSE
RvrIn-Nam Kong 3 | FALSE
RvrIn-Nam Leuk | FALSE
RvrIn-Nam Lik | FALSE
RvrIn-Nam Mang 1 | FALSE
RvrIn-Nam Mang 3 | FALSE
RvrIn-Nam Ngiep | FALSE
RvrIn-Nam Ngiep 2C | FALSE
RvrIn-Nam Ngum | FALSE
RvrIn-Nam Peun | FALSE
RvrIn-Nam Phao | FALSE
RvrIn-Nam Pot | FALSE
RvrIn-Nam San | FALSE
RvrIn-Nam Sana | FALSE
RvrIn-Nam Sen | FALSE
RvrIn-Nam So | FALSE
RvrIn-Nam Song | FALSE
RvrIn-Nam Song | TRUE
RvrIn-Nam Sor | FALSE
RvrIn-Nam Thea | FALSE
RvrIn-Nam Theun | FALSE
RvrIn-Nam Ting | FALSE
RvrIn-Namkading River | FALSE
RvrIn-Selabam | FALSE
RvrIn-Vang Ngao | FALSE
RvrIn-Xe Kaman 1 | FALSE
RvrIn-Xe Kaman 3 | FALSE
RvrIn-Xe Katam | FALSE
RvrIn-Xe Lanong | FALSE
RvrIn-Xe Namnoy 6 | FALSE
RvrIn-Xe Pian | FALSE
RvrIn-Xe Set 1 | FALSE
RvrIn-Xe Set 2 | FALSE
RvrIn-Xe Set 3 | FALSE
RvrOut-Donsahong | FALSE
RvrOut-Houaylamphan Gnai | FALSE
RvrOut-Nam Kong Discharge | FALSE
RvrOut-Nam Leuk | FALSE
RvrOut-Nam Mang 1 | FALSE
RvrOut-Nam Mang 3 | FALSE
RvrOut-Nam Ngiep | FALSE
RvrOut-Nam Ngum | FALSE
RvrOut-Nam Peun | FALSE
RvrOut-Nam San | FALSE
RvrOut-Nam Thea | FALSE
RvrOut-Nam Theun | FALSE
RvrOut-Nam Theun 2 | FALSE
RvrOut-Selabam | FALSE
RvrOut-Theun Hinboun | FALSE
RvrOut-Vang Ngao | FALSE
RvrOut-Xe Kaman | FALSE
RvrOut-Xe Lanong | FALSE
RvrOut-Xe Namnoy 6 | FALSE
RvrOut-Xe Pian | FALSE
RvrOut-Xe Set | FALSE
FALSE
TRUE
TRUE
TRUE
TRUE
TRUE
TRUE
TRUE
TRUE
TRUE
TRUE
TRUE
TRUE
TRUE
TRUE
TRUE
TRUE
TRUE
TRUE
TRUE
TRUE
TRUE
TRUE
TRUE
TRUE
TRUE
TRUE
TRUE
TRUE
TRUE
TRUE
TRUE
TRUE
TRUE
TRUE
TRUE
TRUE
TRUE
TRUE
TRUE
TRUE
TRUE
TRUE
TRUE
TRUE

## River Data Sources (hidden)
RvrIn-Selabam | EDL Data
RvrIn-Xe Lanong | EDL Data
RvrIn-Nam Theun | EDL Data
RvrIn-Nam Ngiep | EDL Data
RvrIn-Nam Ngiep 2 | EDL Data
RvrIn-Nam Ngiep 2B | EDL Data
RvrIn-Nam Ngiep 2C | EDL Data
RvrIn-Nam Chiane | EDL Data
RvrIn-Nam Aow | EDL Data
RvrIn-Nam Mang 3 | EDL Data
RvrIn-Nam Mang 1 | EDL Data
RvrIn-Nam Ting | EDL Data
RvrIn-Nam Ngum | EDL Data
RvrIn-Nam Ngum 1 | EDL Data
RvrIn-Nam Song | EDL Data
RvrIn-Nam Leuk | EDL Data
RvrIn-Nam Sana | EDL Data
RvrIn-Nam Lik 1 | EDL Data
RvrIn-Nam Lik 2 | EDL Data
RvrIn-Nam Khan | EDL Data
RvrIn-Nam Khan 3 | EDL Data
RvrIn-Nam Ou 1 | EDL Data
RvrIn-Nam Ou 2 | EDL Data
RvrIn-Nam Ou 3 | EDL Data
RvrIn-Nam Ou 4 | EDL Data
RvrIn-Nam Ou 5 | EDL Data
RvrIn-Nam Ou 6 | EDL Data
RvrIn-Nam Ou 7 | EDL Data
RvrIn-Nam Beng | EDL Data
RvrIn-Nam Tha | EDL Data
RvrIn-Nam Talan | EDL Data
RvrIn-Nam Gnuang | EDL Data

## shape_data (hidden)
name | idx | type | geometry
Donsahong (Cambodia Export) | B_Donsahong | Donsahong | POINT Z (105.955975 13.9437805555555)
Hongsa |  | Hongsa-coal factory | POINT Z (101.279719444444 19.6907027777777)
Houay Lampan Gnai | B_Houaylamphan Gnai | Houay Lamphan Gnai | POINT Z (106.586427777777 15.3564555555555)
Houay Lampan Gnai Lower | B_Houaylamphan Gnai Lower | Houay Lamphan Gnai Lower | POINT Z (106.630675 15.3196611111111)
Houay Por | B_Houay Por | Houay Por | POINT Z (106.222955555555 15.5757777777777)
HouayHo Hyroelectric Plant | B_Houay Ho | Houay Ho | POINT Z (106.829275 15.0786777777777)
Mit-Laos Sugar Factory |  | Mit-Laos sugar factory | POINT Z (104.901044444444 16.8724638888888)
Nam Aow | B_Nam Aow | Nam Aow | POINT Z (103.289452777777 19.137175)
Nam Beng | B_Nam Beng | Nam Beng | POINT Z (101.240583333333 19.9458055555555)
Nam Chea | B_Nam Che | Nam Che | POINT Z (103.5049 19.048075)
Nam Chiane | B_Nam Chiane | Nam Chiane | POINT Z (103.521394444444 19.065825)
Nam Khan 2 | B_Nam Khan 2 | Nam Khan 2 | POINT Z (102.367891666666 19.684125)
Nam Khan 3 | B_Nam Khan 3 | Nam Khan 3 | POINT Z (102.221613888888 19.7483805555555)
Nam Khong 1 | B_Nam Kong 1 | Nam Kong 1 | POINT Z (106.736030555555 14.5742777777777)
Nam Khong 2 | B_Nam Kong 2 | Nam Kong 2 | POINT Z (106.821255555555 14.4977583333333)
Nam Khong 3 | B_Nam Kong 3 | Nam Kong 3 | POINT Z (106.911893756675 14.56702609102)
Nam Leuk | B_Nam Leuk | Nam Leuk | POINT Z (102.938761111111 18.5351638888888)
Nam Lik 1 | B_Nam Lik 1 | Nam Lik 1 | POINT Z (102.387091666666 18.6187666666666)
Nam Lik 1.2 | B_Nam Lik 2 | Nam Lik 2 | POINT Z (102.117216666666 18.7934305555555)
Nam Long | B_Nam Long | Nam Long | POINT Z (100.897608333333 20.9255)
Nam Mang 1 | B_Nam Mang 1 | Nam Mang 1 | POINT Z (103.173208333333 18.4432305555555)
Nam Mang 3 |  | Nam Mang 3 | POINT Z (102.735830555555 18.331575)
Nam Nga 2 | B_Nam Nga 2 | Nam Nga 2 | POINT Z (101.922672222222 20.1818472222222)
Nam Ngiep 1 | B_Nam Ngiep 1 | Nam Ngiep 1 | POINT Z (103.524455555555 18.6460444444444)
Nam Ngiep 2 |  | Nam Ngiep 2 | POINT Z (103.309844444444 19.1376583333333)
Nam Ngiep 2A | B_Nam Ngiep 2A | Nam Ngiep 2A | POINT Z (103.34485 19.1534833333333)
Nam Ngiep 2B | B_Nam Ngiep 2B | Nam ngiep 2B | POINT Z (103.348225 19.1577722222222)
Nam Ngiep 2C | B_Dam Nam Ngiep 2C | Nam Ngiep 2C | POINT Z (103.355588888888 19.1872888888888)
Nam Ngiep 3A | B_Nam Ngiep 3A | Nam Ngiep 3A | POINT Z (103.342019444444 19.2892722222222)
Nam Ngum 1 | B_Nam Ngum 1 | Nam Ngum 1 | POINT Z (102.547341666666 18.5301305555555)
Nam Ngum 1 (expanded) | B_Nam Ngum 1 | Nam Ngum 1 (expanded) | POINT Z (102.547341666666 18.5301305555555)
Nam Ngum 2 | B_Nam Ngum 2 | Nam Ngum 2 | POINT Z (102.775866666666 18.7500888888888)
Nam Ngum 3 | B_Nam Ngum 3 | Nam Ngum 3 | POINT Z (102.824183333333 18.9963861111111)
Nam Ngum 4 | B_Nam Ngum 4 | Nam Ngum 4 | POINT Z (102.848833333333 19.4215166666666)
Nam Ngum 5 | B_Nam Ngum 5 | Nam ngum 5 | POINT Z (102.710083333333 19.3602888888888)
Nam Nyon | B_Nam Nyon 8 |  | POINT Z (100.376216666666 20.431525)
Nam Ou 1 | B_Nam Ou 1 | Nam Ou 1 | POINT Z (102.316238888888 20.1489)
Nam Ou 2 | B_Nam Ou 2 | Nam Ou 2 | POINT Z (102.449430555555 20.3887166666666)
Nam Ou 3 | B_Nam Ou 3 | Nam Ou 3 | POINT Z (102.666163888888 20.8201805555555)
Nam Ou 4 | B_Nam Ou 4 | Nam Ou 4 | POINT Z (102.499152777777 21.1055722222222)
Nam Ou 5 | B_Nam Ou 5 | Nam Ou 5 | POINT Z (102.345230555555 21.4106083333333)
Nam Ou 6 | B_Nam Ou 6 | Nam Ou 6 | POINT Z (102.196130555555 21.770225)
Nam Ou 7 | B_Nam Ou 7 | Nam Ou 7 | POINT Z (102.263777777777 22.0789694444444)
Nam Peun 1 | B_Nam Peun 1 | Nam Peun 1 | POINT Z (103.893086111111 19.9795666666666)
Nam Peun 2 | B_Nam Peun 2 | Nam Peun 2 | POINT Z (103.983283333333 20.0376638888888)
Nam Phagnai | B_Nam Pha Gnai | Nam Pha Gnai | POINT Z (102.83368366661 18.9937699470988)
Nam Phao |  |  | POINT Z (105.134869444444 18.3624666666666)
Nam Phay | B_Nam Phay | Nam Phay | POINT Z (102.744025 19.0334277777777)
Nam San 3A | B_Nam San 3A | Nam San 3A | POINT Z (103.627986111111 19.0877972222222)
Nam San 3B | B_Nam San 3B | Nam San 3B | POINT Z (103.599494444444 19.0164083333333)
Nam Sana | B_Nam Sana | Nam Sana | POINT Z (102.310863888888 19.2044666666666)
Nam Sen-Tad Lang | B_Nam Sen | Tad Lang | POINT Z (103.188405555555 19.2817194444444)
Nam Song | B_Nam Song | Nam Song | POINT Z (102.457552777777 18.8037388888888)
Nam Tha 1 | B_Nam Tha 1 | Nam Tha 1 | POINT Z (100.899319444444 20.2472222222222)
Nam Tha 3 | B_Nam Tha 3 | Nam Tha 3 | POINT Z (100.869941666666 20.26675)
Nam Thea | B_Nam Thea | Nam Thea | POINT Z (103.5769 19.5955472222222)
Nam Theun 1 | B_Nam Theun 1 | Nam Theun 1 | POINT Z (104.147616666666 18.3513222222222)
Nam Theun 2 | B_Nam Theun 2 | Nam Theun 2 | POINT Z (105.152947222222 17.6807638888888)
Namhinbun (Bottom Part) | B_Nam Hinboun Lower | Nam Hinboun Lower | POINT Z (104.571327777777 17.7282361111111)
Namhinbun 2 | B_Nam Hinboun 2 | Nam Hinboun 2 | POINT Z (104.424202777777 18.024875)
Sayaboury | B_Xayaburi | Xayaburi | POINT Z (101.819494444444 19.2450611111111)
Selabam | B_Selabam | Selabam | POINT Z (105.832919444444 15.3542611111111)
Tad Chiad | B_Tad Chiad | Tad Chiad | POINT Z (106.075661111111 15.2026277777777)
Tadsalan |  | Tad Salan | POINT Z (106.485425 16.7393194444444)
Theun Hinboun | B_Theun Hinboun | Theun Hinboun | POINT Z (104.538694444444 18.2099666666666)
Xe Namnoy 1 | B_Xe Namnoy 1 | Xenamonoy 1 | POINT Z (106.718422222222 15.1528861111111)
Xekaman 1 | B_Xe Kaman 1 | Xekaman 1 | POINT Z (107.151483926958 14.9593939123345)
Xekaman 3 | B_Xe Kaman 3 | Xekaman 3 | POINT Z (107.406261111111 15.3742694444444)
Xekaman Sanxay | B_Xe Kaman Sanxay | Xekaman Sanxay | POINT Z (107.11665 14.8895)
Xelanong | B_Xe Lanong | Xelanong 1 | POINT Z (106.238286111111 16.3564472222222)
Xenamnoi 6 | B_Xe Namnoy 6 | Xenamonoy 6 | POINT Z (106.644422222222 15.1368416666666)
Xeset 1 | B_Xe Set 1 | Xeset 1 | POINT Z (106.279153163875 15.4919693318384)
Xeset 2 | B_Xe Set 2 | Xeset 2 | POINT Z (106.283216671298 15.487669892123)
Xeset 3 | B_Xe Set 3 | Xeset 3 | POINT Z (106.296318504136 15.3703520833273)
XKXN2 | B_XKXN2 | Xekatam (XKXN2) | POINT Z (106.641275 15.1222527777777)
XPXN | B_XPXN | Xepien Xenamnoi | POINT Z (106.731475 14.8414055555555)
DSH dam |  | Don Sahong | POINT Z (105.9612997 13.9594126 0)
DSH dam |  | Don Sahong | POINT Z (105.9652873 13.9597112 0)
DSH dam |  | Don Sahong | POINT Z (105.9600917 13.9426099 0)
DSH overflow spillway |  | Don Sahong | POINT Z (105.9583217 13.9483584 0)
DSH powerhouse |  | Don Sahong | POINT Z (105.9559229 13.9439514 0)
HH dam |  | Houay Ho | POINT Z (106.7643668 15.0598241 0)
HH spillway |  | Houay Ho | POINT Z (106.763225 15.0586952 0)
HH power intake |  | Houay Ho | POINT Z (106.806983 15.0650529 0)
HHo penstock |  | Houay Ho | LINESTRING Z (106.806997 15.0650811 0, 106.8074908 15.0653878 0, 106.8146236 15.0696885 0, 106.829172 15.0786133 0)
HH powerhouse |  | Houay Ho | POINT Z (106.8292663 15.0786574 0)
HLG diversion outlet |  | Houay Lamphan Gnai | POINT Z (106.4886885 15.3445817 0)
HLG main dam |  | Houay Lamphan Gnai | POINT Z (106.4982909 15.3564792 0)
HLG spillway |  | Houay Lamphan Gnai | POINT Z (106.5004559 15.3563914 0)
HLG power intake |  | Houay Lamphan Gnai | POINT Z (106.5314651 15.3347941 0)
HLG penstock |  | Houay Lamphan Gnai | LINESTRING Z (106.5314805 15.3348178 0, 106.5549065 15.341177 0, 106.5721259 15.3492636 0, 106.5863359 15.3563924 0)
HLG powerhouse |  | Houay Lamphan Gnai | POINT Z (106.5864674 15.3564688 0)
HPor diversion dam |  | Houay Por | POINT Z (106.2607141 15.5436916 0)
HPor river intake |  | Houay Por | POINT Z (106.2610141 15.5434567 0)
HPor diversion canal |  | Houay Por | LINESTRING Z (106.2610047 15.5434561 0, 106.2604839 15.5426261 0, 106.259494 15.5420978 0, 106.2593027 15.5420153 0, 106.2591804 15.5420064 0, 106.259054 15.5420387 0, 106.2589259 15.5421234 0, 106.257253 15.5434723 0, 106.2565537 15.5437552 0, 106.2549212 15.5452314 0, 106.2480275 15.5483939 0, 106.247949 15.5484 0, 106.245871 15.5480708 0, 106.2456898 15.5480869 0, 106.2386253 15.5494957 0)
HPor headpond dam |  | Houay Por | POINT Z (106.2348463 15.5542523 0)
HPor headrace intake |  | Houay Por | POINT Z (106.234259 15.5538786 0)
HPor headrace canal |  | Houay Por | LINESTRING Z (106.2342427 15.5539058 0, 106.2340889 15.5541255 0, 106.2336245 15.5543834 0, 106.2329019 15.5548064 0, 106.2320468 15.5570167 0, 106.2319612 15.5571139 0, 106.2308745 15.5577412 0, 106.2260603 15.5638146 0, 106.2245769 15.5661486 0, 106.2242327 15.5666396 0)
HPor canal spillway? |  | Houay Por | POINT Z (106.2306674 15.5582937 0)
HPor headrace canal spillway |  | Houay Por | POINT Z (106.2243326 15.5665338 0)
HPor penstock intake |  | Houay Por | POINT Z (106.2241985 15.5666599 0)
HPor penstock |  | Houay Por | LINESTRING Z (106.2242101 15.5666711 0, 106.2241277 15.5667988 0, 106.2228322 15.5749591 0, 106.2228943 15.5756489 0)
HPor powerhouse |  | Houay Por | POINT Z (106.2229902 15.5757393 0)
HPor tailrace |  | Houay Por | LINESTRING Z (106.2231042 15.5758123 0, 106.2233168 15.576084 0, 106.224496 15.5773028 0, 106.2250494 15.5778715 0, 106.2269926 15.5798457 0, 106.2272131 15.5800696 0, 106.229352 15.5836629 0, 106.2294748 15.5838015 0, 106.2296397 15.5839411 0, 106.2321896 15.5860735 0, 106.2337848 15.5874283 0, 106.2338484 15.5875397 0, 106.2341639 15.5887728 0)
HPor tailrace spillway |  | Houay Por | POINT Z (106.224647 15.5775663 0)
LHL dam |  | Lower Houay Lamphan | POINT Z (106.630184 15.3216488 0)
LHL spillway |  | Lower Houay Lamphan | POINT Z (106.6311448 15.3233558 0)
LHL power intake |  | Lower Houay Lamphan | POINT Z (106.6288871 15.3194484 0)
LHL powerhouse |  | Lower Houay Lamphan | POINT Z (106.6306877 15.3196307 0)
NChe1 dam |  | Nam Che 1 | POINT Z (103.513501 19.054626 0)
NChe1 powerhouse |  | Nam Che 1 | POINT Z (103.5048732 19.0479822 0)
NC1 powerhouse |  | Nam Chiane 1 | POINT Z (103.521424 19.0657609 0)
NK2 dam |  | Nam Khan 2 | POINT Z (102.3685327 19.6801769 0)
NK2 spillway |  | Nam Khan 2 | POINT Z (102.3697424 19.6852337 0)
NK2 power intake 1 |  | Nam Khan 2 | POINT Z (102.3703188 19.6838575 0)
NK2 power intake 2 |  | Nam Khan 2 | POINT Z (102.3705419 19.6843966 0)
NK2 powerhouse |  | Nam Khan 2 | POINT Z (102.3679797 19.6839892 0)
NK3 dam |  | Nam Khan 3 | POINT Z (102.2227806 19.7470112 0)
NK3 powerhouse |  | Nam Khan 3 | POINT Z (102.2216321 19.7482877 0)
NK1 dam |  | Nam Kong 1 | POINT Z (106.7412149 14.546717 0)
NK1 spillway |  | Nam Kong 1 | POINT Z (106.7392767 14.5452674 0)
NK1 power intake |  | Nam Kong 1 | POINT Z (106.7445356 14.5460969 0)
NK1 surge tank |  | Nam Kong 1 | POINT Z (106.7391683 14.5717979 0)
NK1 tailrace outlet |  | Nam Kong 1 | POINT Z (106.7338394 14.5828301 0)
NK2 dam |  | Nam Kong 2 | POINT Z (106.8566389 14.4947387 0)
NK2 saddle dam |  | Nam Kong 2 | POINT Z (106.850059 14.4969994 0)
NK2 power intake |  | Nam Kong 2 | POINT Z (106.8357205 14.5049046 0)
NK2 surge tank |  | Nam Kong 2 | POINT Z (106.8254149 14.4991818 0)
NK2 powerhouse |  | Nam Kong 2 | POINT Z (106.8211623 14.4977828 0)
NK3 dam |  | Nam Kong 3 | POINT Z (106.9192657 14.5725533 0)
NK3 power intake |  | Nam Kong 3 | POINT Z (106.9117647 14.5733725 0)
NK3 powerhouse |  | Nam Kong 3 | POINT Z (106.9119324 14.5670731 0)
NLK main dam |  | Nam Leuk | POINT Z (102.946716 18.4371912 0)
NLK spillway |  | Nam Leuk | POINT Z (102.9479386 18.4386008 0)
NLK labyrinth spillway |  | Nam Leuk | POINT Z (102.9593593 18.4523194 0)
NLK power intake |  | Nam Leuk | POINT Z (102.9373268 18.5057598 0)
NLK surge tank |  | Nam Leuk | POINT Z (102.9390725 18.5284091 0)
NLK powerhouse |  | Nam Leuk | POINT Z (102.9387752 18.53523 0)
NL2 main dam |  | Nam Lik 1-2 | POINT Z (102.1166323 18.7936867 0)
NL2 saddle dam |  | Nam Lik 1-2 | POINT Z (102.1219935 18.8036916 0)
NL2 saddle dam |  | Nam Lik 1-2 | POINT Z (102.1229493 18.8042769 0)
NL2 spillway (inlet) |  | Nam Lik 1-2 | POINT Z (102.1182548 18.7949657 0)
NL2 spillway (outlet) |  | Nam Lik 1-2 | POINT Z (102.1202629 18.7908818 0)
NL2 LLO inlet |  | Nam Lik 1-2 | POINT Z (102.1139365 18.7938734 0)
NL2 LLO outlet |  | Nam Lik 1-2 | POINT Z (102.1188109 18.7903426 0)
NL2 power intake |  | Nam Lik 1-2 | POINT Z (102.1146816 18.7934654 0)
NL2 powerhouse |  | Nam Lik 1-2 | POINT Z (102.1180075 18.7915147 0)
NK1 dam |  | Nam Lik 1 | POINT Z (102.3874399 18.6192231 0)
NK1 powerhouse |  | Nam Lik 1 | POINT Z (102.387061 18.6187491 0)
NM3 main dam |  | Nam Mang 3 | POINT Z (102.8035912 18.3548065 0)
NM3 saddle dam |  | Nam Mang 3 | POINT Z (102.7652637 18.34966 0)
NM3 power intake |  | Nam Mang 3 | POINT Z (102.7650025 18.348315 0)
NM3 powerhouse |  | Nam Mang 3 | POINT Z (102.7358721 18.3315929 0)
NM3 regulating outlet |  | Nam Mang 3 | POINT Z (102.7205654 18.3366267 0)
NGP2 tributary dam |  | Nam Ngiep 2 | POINT Z (103.3426939 19.2868192 0)
NGP2 tributary intake |  | Nam Ngiep 2 | POINT Z (103.3423134 19.286709 0)
NGP2 main dam |  | Nam Ngiep 2 | POINT Z (103.2839923 19.2430424 0)
NGP2 spillway |  | Nam Ngiep 2 | POINT Z (103.2828618 19.2413347 0)
NGP2 diversion (LLO) inlet |  | Nam Ngiep 2 | POINT Z (103.2804819 19.2411279 0)
NGP2 power intake |  | Nam Ngiep 2 | POINT Z (103.2803713 19.2407102 0)
NGP2 LLO outlet |  | Nam Ngiep 2 | POINT Z (103.2845699 19.2401538 0)
NGP2 powerhouse |  | Nam Ngiep 2 | POINT Z (103.3096639 19.1375745 0)
NGP3A dam |  | Nam Ngiep 3A | POINT Z (103.3522717 19.2998735 0)
NGP3A spillway |  | Nam Ngiep 3A | POINT Z (103.3478454 19.2980617 0)
NGP3A power intake |  | Nam Ngiep 3A | POINT Z (103.3464509 19.2981881 0)
NGP3A surge chamber |  | Nam Ngiep 3A | POINT Z (103.3451161 19.2941085 0)
NGP3A powerhouse |  | Nam Ngiep 3A | POINT Z (103.3421248 19.2892361 0)
NN1 dam |  | Nam Ngum 1 | POINT Z (102.5477519 18.5305668 0)
NN1 spillway |  | Nam Ngum 1 | POINT Z (102.5474712 18.5314772 0)
NN1 powerhouse |  | Nam Ngum 1 | POINT Z (102.5473074 18.5302489 0)
NN1 expansion intake |  | Nam Ngum 1 | POINT Z (102.5480153 18.5329066 0)
NN1 expansion powerhouse |  | Nam Ngum 1 | POINT Z (102.545091 18.5327515 0)
NN2 intake |  | Nam Ngum 2 | POINT Z (102.7789913 18.7545637 0)
NN2 dam |  | Nam Ngum 2 | POINT Z (102.7758555 18.7532988 0)
NN2 spillway |  | Nam Ngum 2 | POINT Z (102.7733355 18.7534017 0)
NN2 powerhouse |  | Nam Ngum 2 | POINT Z (102.7758733 18.7500272 0)
NPY dam |  | Nam Phay | POINT Z (102.7787497 19.112319 0)
NPY spillway |  | Nam Phay | POINT Z (102.7773281 19.1106912 0)
NPY power intake |  | Nam Phay | POINT Z (102.7257923 19.0926696 0)
NPY powerhouse |  | Nam Phay | POINT Z (102.7440415 19.0333032 0)
NS3A dam |  | Nam Sane 3A | POINT Z (103.6621919 19.1299654 0)
NS3B dam |  | Nam Sane 3B | POINT Z (103.6199575 19.0846341 0)
NS3B surge tank |  | Nam Sane 3B | POINT Z (103.6076399 19.0250071 0)
NS3B powerhouse |  | Nam Sane 3B | POINT Z (103.5995816 19.0164222 0)
NSG dam |  | Nam Song | POINT Z (102.4268862 18.7986294 0)
NSG powerhouse |  | Nam Song | POINT Z (102.4575323 18.8037121 0)
NSG sluice gate |  | Nam Song | POINT Z (102.4556009 18.8029205 0)
NT1 dam |  | Nam Theun 1 | POINT Z (104.1473364 18.3547451 0)
NT1 power intake |  | Nam Theun 1 | POINT Z (104.1493036 18.3551392 0)
NT1 powerhouse |  | Nam Theun 1 | POINT Z (104.1476373 18.3512589 0)
NT2 main (Nakai) dam |  | Nam Theun 2 | POINT Z (104.9522304 17.9973212 0)
NT2 power intake |  | Nam Theun 2 | POINT Z (105.1637481 17.7034098 0)
NT2 surge tank |  | Nam Theun 2 | POINT Z (105.1570347 17.691474 0)
NT2 powerhouse |  | Nam Theun 2 | POINT Z (105.1530391 17.680829 0)
NT2 regulating dam |  | Nam Theun 2 | POINT Z (105.1710821 17.650792 0)
NT2 canal aeration weir |  | Nam Theun 2 | POINT Z (105.1677383 17.5824988 0)
NG8 dam |  | Theun Hinboun & expansion | POINT Z (104.6364459 18.295927 0)
NG8 power intake |  | Theun Hinboun & expansion | POINT Z (104.6381987 18.295315 0)
THB dam |  | Theun Hinboun & expansion | POINT Z (104.5626323 18.2613332 0)
THB gated spillway |  | Theun Hinboun & expansion | POINT Z (104.5626956 18.260356 0)
THB power intake |  | Theun Hinboun & expansion | POINT Z (104.562887 18.2598726 0)
THB powerhouse |  | Theun Hinboun & expansion | POINT Z (104.5386471 18.2099252 0)
THB regulating dam |  | Theun Hinboun & expansion | POINT Z (104.549388 18.1842608 0)
NG8 powerhouse |  | Theun Hinboun & expansion | POINT Z (104.6370398 18.2938425 0)
XK1 dam |  | Xekaman 1 | POINT Z (107.1554361 14.9606758 0)
XK3 dam |  | Xekaman 3 | POINT Z (107.3679913 15.4259989 0)
XK3 powerhouse |  | Xekaman 3 | POINT Z (107.4049966 15.3737633 0)
XKXN dam |  | Xekaman Sanxai | POINT Z (107.1172078 14.8888257 0)
XKXN powerhouse |  | Xekaman Sanxai | POINT Z (107.1166373 14.8895469 0)
XK1XN2 dam |  | XeKatam 1 - XeNamNoy 2 | POINT Z (106.5656257 15.1050059 0)
XK1XN2 diversion intake |  | XeKatam 1 - XeNamNoy 2 | POINT Z (106.5653931 15.1055237 0)
XK1XN2 dam |  | XeKatam 1 - XeNamNoy 2 | POINT Z (106.5867988 15.1158645 0)
XK1XN2 dam |  | XeKatam 1 - XeNamNoy 2 | POINT Z (106.6165851 15.1179524 0)
XK1XN2 river intake |  | XeKatam 1 - XeNamNoy 2 | POINT Z (106.616637 15.1177102 0)
XK1XN2 surge tank |  | XeKatam 1 - XeNamNoy 2 | POINT Z (106.6244872 15.1201168 0)
XK1XN2 powerhouse |  | XeKatam 1 - XeNamNoy 2 | POINT Z (106.641254 15.1222372 0)
XLB weir |  | Xelabam | POINT Z (105.8321586 15.3561235 0)
XLB weir |  | Xelabam | POINT Z (105.8302922 15.3589064 0)
XLB weir |  | Xelabam | POINT Z (105.8297163 15.3600256 0)
XLB power intake 1 |  | Xelabam | POINT Z (105.8335226 15.3554286 0)
XLB power intake 3 |  | Xelabam | POINT Z (105.8331857 15.3552158 0)
XLB surge tank 2a |  | Xelabam | POINT Z (105.8336115 15.3541702 0)
XLB surge tank 2b |  | Xelabam | POINT Z (105.8333767 15.3543802 0)
XLB surge tank 3 |  | Xelabam | POINT Z (105.8328692 15.354553 0)
XLB powerhouse no.1 |  | Xelabam | POINT Z (105.8342065 15.3545511 0)
XLB powerhouse no.2 |  | Xelabam | POINT Z (105.8332891 15.353998 0)
XLB powerhouse no.3 |  | Xelabam | POINT Z (105.8329284 15.3542626 0)
XNN1 dam |  | XeNamNoy 1 | POINT Z (106.6777517 15.1341843 0)
XNN1 river intake |  | XeNamNoy 1 | POINT Z (106.6780414 15.1337043 0)
XNN1 power intake |  | XeNamNoy 1 | POINT Z (106.7179818 15.1509777 0)
XNN1 powerhouse |  | XeNamNoy 1 | POINT Z (106.7184503 15.1528559 0)
XS1 dam |  | Xeset 1 | POINT Z (106.2775498 15.4905118 0)
XS1 spillway |  | Xeset 1 | POINT Z (106.2786641 15.4917479 0)
XS1 power intake |  | Xeset 1 | POINT Z (106.2791165 15.4919067 0)
XS1 powerhouse |  | Xeset 1 | POINT Z (106.2763285 15.5031301 0)
XS2 dam |  | Xeset 2 | POINT Z (106.2810587 15.4023682 0)
XS2 spillway |  | Xeset 2 | POINT Z (106.2803877 15.4037389 0)
XS2 diversion dam |  | Xeset 2 | POINT Z (106.2168313 15.3689259 0)
XS2 diversion canal |  | Xeset 2 | LINESTRING Z (106.2169381 15.3689122 0, 106.2173003 15.3735667 0, 106.2181182 15.3748059 0, 106.2191732 15.3764238 0, 106.2196304 15.3802583 0, 106.2196709 15.3803828 0, 106.2197253 15.3804658 0, 106.2197998 15.3805358 0, 106.2199641 15.3806251 0, 106.2283112 15.3846201 0, 106.2294854 15.3851866 0, 106.2296556 15.3852193 0, 106.2307779 15.3854287 0, 106.2337588 15.3859977 0, 106.238244 15.3868427 0, 106.2410929 15.3882754 0, 106.2462657 15.3908924 0, 106.2481317 15.3918419 0, 106.248263 15.3918792 0, 106.2484539 15.3918771 0, 106.2525711 15.3917065 0, 106.2567425 15.391556 0, 106.2575601 15.3915059 0, 106.2577744 15.391472 0, 106.2580809 15.3914907 0, 106.258302 15.3914367 0, 106.2584464 15.3914572 0, 106.2586504 15.3914368 0, 106.2588419 15.3913993 0, 106.2590506 15.3913987 0, 106.2593377 15.391446 0, 106.2595487 15.3914455 0, 106.2600449 15.3914309 0, 106.263276 15.391293 0, 106.2650897 15.3912289 0, 106.2653261 15.3912174 0, 106.2654321 15.3912263 0, 106.2655765 15.391283 0, 106.2657169 15.3913525 0, 106.2658196 15.3914457 0, 106.2658896 15.3921519 0, 106.2659763 15.3928647 0, 106.2660203 15.3930094 0, 106.2661164 15.3931792 0, 106.2665755 15.3940235 0, 106.2675496 15.3957893 0, 106.267618 15.3958677 0, 106.2676954 15.3959377 0, 106.2677817 15.3959924 0, 106.267954 15.3960538 0, 106.2700513 15.3968643 0, 106.2720869 15.3976598 0, 106.2748389 15.3987134 0, 106.2749149 15.3987355 0, 106.2750356 15.3987159 0, 106.2768813 15.3983105 0, 106.277297 15.3981944 0, 106.2773791 15.3982207 0, 106.2774437 15.3982664 0, 106.2774862 15.3983572 0, 106.2776079 15.3984345 0, 106.2778213 15.3985269 0, 106.2783467 15.3987601 0, 106.2798533 15.3994335 0, 106.2811593 15.4000084 0, 106.2821619 15.4004645 0)
XS2 diversion canal spillway |  | Xeset 2 | POINT Z (106.2770517 15.3984889 0)
XS2 diversion canal outlet |  | Xeset 2 | POINT Z (106.2821736 15.4004665 0)
XS2 power intake |  | Xeset 2 | POINT Z (106.2888697 15.4160708 0)
XS2 headrace tunnel |  | Xeset 2 | LINESTRING Z (106.2888884 15.4161215 0, 106.2889063 15.4161433 0, 106.2904089 15.4767838 0, 106.2894391 15.4783821 0)
XS2 surge tank |  | Xeset 2 | POINT Z (106.2904019 15.4767791 0)
XS2 penstock |  | Xeset 2 | LINESTRING Z (106.2894044 15.4783892 0, 106.2891436 15.4787463 0, 106.2836151 15.4873851 0, 106.2833266 15.4876328 0)
XS2 powerhouse |  | Xeset 2 | POINT Z (106.2831837 15.4877337 0)
XS3 dam |  | Xeset 3 | POINT Z (106.3112407 15.3420455 0)
XS3 canal |  | Xeset 3 | LINESTRING Z (106.3116981 15.3420071 0, 106.3124512 15.3458689 0, 106.3122017 15.3495053 0, 106.3102127 15.3549147 0)
XS3 surge tank |  | Xeset 3 | POINT Z (106.3020309 15.3629458 0)
XS3 penstock |  | Xeset 3 | LINESTRING Z (106.3101928 15.3549442 0, 106.30204 15.3629493 0, 106.3018072 15.3632302 0, 106.2986433 15.3673359 0, 106.297094 15.3693321 0, 106.2964704 15.3700692 0)
XS3 powerhouse |  | Xeset 3 | POINT Z (106.2963433 15.3703213 0)
Houay Makchan dam |  | XiPian - XiNamNoy | POINT Z (106.5247227 15.0915152 0)
XPN dam |  | XiPian - XiNamNoy | POINT Z (106.5270796 15.0613819 0)
XPN spillway |  | XiPian - XiNamNoy | POINT Z (106.5241612 15.0591479 0)
XNN main dam |  | XiPian - XiNamNoy | POINT Z (106.6004093 15.0287434 0)
XNN saddle dam |  | XiPian - XiNamNoy | POINT Z (106.5732029 15.0295881 0)
XNN saddle dam |  | XiPian - XiNamNoy | POINT Z (106.5659176 15.0161901 0)
XNN saddle dam D (destroyed) |  | XiPian - XiNamNoy | POINT Z (106.5639004 15.0089275 0)
XNN saddle dam |  | XiPian - XiNamNoy | POINT Z (106.562394 14.9912457 0)
XNN saddle dam |  | XiPian - XiNamNoy | POINT Z (106.544079 14.9645972 0)
XPXN power intake |  | XiPian - XiNamNoy | POINT Z (106.6280627 14.9450474 0)
XPXN penstock |  | XiPian - XiNamNoy | LINESTRING Z (106.6280765 14.945048 0, 106.7218396 14.8574955 0, 106.7284624 14.847758 0, 106.7311377 14.8423866 0, 106.7314496 14.841594 0)
XPXN powerhouse |  | XiPian - XiNamNoy | POINT Z (106.7314707 14.8414257 0)

## combined_dams (hidden)
Name | source_file | geometry
DSH dam | Don Sahong | POINT Z (105.9612997 13.9594126 0)
DSH dam | Don Sahong | POINT Z (105.9652873 13.9597112 0)
DSH dam | Don Sahong | POINT Z (105.9600917 13.9426099 0)
DSH overflow spillway | Don Sahong | POINT Z (105.9583217 13.9483584 0)
DSH powerhouse | Don Sahong | POINT Z (105.9559229 13.9439514 0)
HH dam | Houay Ho | POINT Z (106.7643668 15.0598241 0)
HH spillway | Houay Ho | POINT Z (106.763225 15.0586952 0)
HH power intake | Houay Ho | POINT Z (106.806983 15.0650529 0)
HHo penstock | Houay Ho | LINESTRING Z (106.806997 15.0650811 0, 106.8074908 15.0653878 0, 106.8146236 15.0696885 0, 106.829172 15.0786133 0)
HH powerhouse | Houay Ho | POINT Z (106.8292663 15.0786574 0)
HLG diversion outlet | Houay Lamphan Gnai | POINT Z (106.4886885 15.3445817 0)
HLG main dam | Houay Lamphan Gnai | POINT Z (106.4982909 15.3564792 0)
HLG spillway | Houay Lamphan Gnai | POINT Z (106.5004559 15.3563914 0)
HLG power intake | Houay Lamphan Gnai | POINT Z (106.5314651 15.3347941 0)
HLG penstock | Houay Lamphan Gnai | LINESTRING Z (106.5314805 15.3348178 0, 106.5549065 15.341177 0, 106.5721259 15.3492636 0, 106.5863359 15.3563924 0)
HLG powerhouse | Houay Lamphan Gnai | POINT Z (106.5864674 15.3564688 0)
HPor diversion dam | Houay Por | POINT Z (106.2607141 15.5436916 0)
HPor river intake | Houay Por | POINT Z (106.2610141 15.5434567 0)
HPor diversion canal | Houay Por | LINESTRING Z (106.2610047 15.5434561 0, 106.2604839 15.5426261 0, 106.259494 15.5420978 0, 106.2593027 15.5420153 0, 106.2591804 15.5420064 0, 106.259054 15.5420387 0, 106.2589259 15.5421234 0, 106.257253 15.5434723 0, 106.2565537 15.5437552 0, 106.2549212 15.5452314 0, 106.2480275 15.5483939 0, 106.247949 15.5484 0, 106.245871 15.5480708 0, 106.2456898 15.5480869 0, 106.2386253 15.5494957 0)
HPor headpond dam | Houay Por | POINT Z (106.2348463 15.5542523 0)
HPor headrace intake | Houay Por | POINT Z (106.234259 15.5538786 0)
HPor headrace canal | Houay Por | LINESTRING Z (106.2342427 15.5539058 0, 106.2340889 15.5541255 0, 106.2336245 15.5543834 0, 106.2329019 15.5548064 0, 106.2320468 15.5570167 0, 106.2319612 15.5571139 0, 106.2308745 15.5577412 0, 106.2260603 15.5638146 0, 106.2245769 15.5661486 0, 106.2242327 15.5666396 0)
HPor canal spillway? | Houay Por | POINT Z (106.2306674 15.5582937 0)
HPor headrace canal spillway | Houay Por | POINT Z (106.2243326 15.5665338 0)
HPor penstock intake | Houay Por | POINT Z (106.2241985 15.5666599 0)
HPor penstock | Houay Por | LINESTRING Z (106.2242101 15.5666711 0, 106.2241277 15.5667988 0, 106.2228322 15.5749591 0, 106.2228943 15.5756489 0)
HPor powerhouse | Houay Por | POINT Z (106.2229902 15.5757393 0)
HPor tailrace | Houay Por | LINESTRING Z (106.2231042 15.5758123 0, 106.2233168 15.576084 0, 106.224496 15.5773028 0, 106.2250494 15.5778715 0, 106.2269926 15.5798457 0, 106.2272131 15.5800696 0, 106.229352 15.5836629 0, 106.2294748 15.5838015 0, 106.2296397 15.5839411 0, 106.2321896 15.5860735 0, 106.2337848 15.5874283 0, 106.2338484 15.5875397 0, 106.2341639 15.5887728 0)
HPor tailrace spillway | Houay Por | POINT Z (106.224647 15.5775663 0)
LHL dam | Lower Houay Lamphan | POINT Z (106.630184 15.3216488 0)
LHL spillway | Lower Houay Lamphan | POINT Z (106.6311448 15.3233558 0)
LHL power intake | Lower Houay Lamphan | POINT Z (106.6288871 15.3194484 0)
LHL powerhouse | Lower Houay Lamphan | POINT Z (106.6306877 15.3196307 0)
NChe1 dam | Nam Che 1 | POINT Z (103.513501 19.054626 0)
NChe1 powerhouse | Nam Che 1 | POINT Z (103.5048732 19.0479822 0)
NC1 powerhouse | Nam Chiane 1 | POINT Z (103.521424 19.0657609 0)
NK2 dam | Nam Khan 2 | POINT Z (102.3685327 19.6801769 0)
NK2 spillway | Nam Khan 2 | POINT Z (102.3697424 19.6852337 0)
NK2 power intake 1 | Nam Khan 2 | POINT Z (102.3703188 19.6838575 0)
NK2 power intake 2 | Nam Khan 2 | POINT Z (102.3705419 19.6843966 0)
NK2 powerhouse | Nam Khan 2 | POINT Z (102.3679797 19.6839892 0)
NK3 dam | Nam Khan 3 | POINT Z (102.2227806 19.7470112 0)
NK3 powerhouse | Nam Khan 3 | POINT Z (102.2216321 19.7482877 0)
NK1 dam | Nam Kong 1 | POINT Z (106.7412149 14.546717 0)
NK1 spillway | Nam Kong 1 | POINT Z (106.7392767 14.5452674 0)
NK1 power intake | Nam Kong 1 | POINT Z (106.7445356 14.5460969 0)
NK1 surge tank | Nam Kong 1 | POINT Z (106.7391683 14.5717979 0)
NK1 tailrace outlet | Nam Kong 1 | POINT Z (106.7338394 14.5828301 0)
NK2 dam | Nam Kong 2 | POINT Z (106.8566389 14.4947387 0)
NK2 saddle dam | Nam Kong 2 | POINT Z (106.850059 14.4969994 0)
NK2 power intake | Nam Kong 2 | POINT Z (106.8357205 14.5049046 0)
NK2 surge tank | Nam Kong 2 | POINT Z (106.8254149 14.4991818 0)
NK2 powerhouse | Nam Kong 2 | POINT Z (106.8211623 14.4977828 0)
NK3 dam | Nam Kong 3 | POINT Z (106.9192657 14.5725533 0)
NK3 power intake | Nam Kong 3 | POINT Z (106.9117647 14.5733725 0)
NK3 powerhouse | Nam Kong 3 | POINT Z (106.9119324 14.5670731 0)
NLK main dam | Nam Leuk | POINT Z (102.946716 18.4371912 0)
NLK spillway | Nam Leuk | POINT Z (102.9479386 18.4386008 0)
NLK labyrinth spillway | Nam Leuk | POINT Z (102.9593593 18.4523194 0)
NLK power intake | Nam Leuk | POINT Z (102.9373268 18.5057598 0)
NLK surge tank | Nam Leuk | POINT Z (102.9390725 18.5284091 0)
NLK powerhouse | Nam Leuk | POINT Z (102.9387752 18.53523 0)
NL2 main dam | Nam Lik 1-2 | POINT Z (102.1166323 18.7936867 0)
NL2 saddle dam | Nam Lik 1-2 | POINT Z (102.1219935 18.8036916 0)
NL2 saddle dam | Nam Lik 1-2 | POINT Z (102.1229493 18.8042769 0)
NL2 spillway (inlet) | Nam Lik 1-2 | POINT Z (102.1182548 18.7949657 0)
NL2 spillway (outlet) | Nam Lik 1-2 | POINT Z (102.1202629 18.7908818 0)
NL2 LLO inlet | Nam Lik 1-2 | POINT Z (102.1139365 18.7938734 0)
NL2 LLO outlet | Nam Lik 1-2 | POINT Z (102.1188109 18.7903426 0)
NL2 power intake | Nam Lik 1-2 | POINT Z (102.1146816 18.7934654 0)
NL2 powerhouse | Nam Lik 1-2 | POINT Z (102.1180075 18.7915147 0)
NK1 dam | Nam Lik 1 | POINT Z (102.3874399 18.6192231 0)
NK1 powerhouse | Nam Lik 1 | POINT Z (102.387061 18.6187491 0)
NM3 main dam | Nam Mang 3 | POINT Z (102.8035912 18.3548065 0)
NM3 saddle dam | Nam Mang 3 | POINT Z (102.7652637 18.34966 0)
NM3 power intake | Nam Mang 3 | POINT Z (102.7650025 18.348315 0)
NM3 powerhouse | Nam Mang 3 | POINT Z (102.7358721 18.3315929 0)
NM3 regulating outlet | Nam Mang 3 | POINT Z (102.7205654 18.3366267 0)
NGP2 tributary dam | Nam Ngiep 2 | POINT Z (103.3426939 19.2868192 0)
NGP2 tributary intake | Nam Ngiep 2 | POINT Z (103.3423134 19.286709 0)
NGP2 main dam | Nam Ngiep 2 | POINT Z (103.2839923 19.2430424 0)
NGP2 spillway | Nam Ngiep 2 | POINT Z (103.2828618 19.2413347 0)
NGP2 diversion (LLO) inlet | Nam Ngiep 2 | POINT Z (103.2804819 19.2411279 0)
NGP2 power intake | Nam Ngiep 2 | POINT Z (103.2803713 19.2407102 0)
NGP2 LLO outlet | Nam Ngiep 2 | POINT Z (103.2845699 19.2401538 0)
NGP2 powerhouse | Nam Ngiep 2 | POINT Z (103.3096639 19.1375745 0)
NGP3A dam | Nam Ngiep 3A | POINT Z (103.3522717 19.2998735 0)
NGP3A spillway | Nam Ngiep 3A | POINT Z (103.3478454 19.2980617 0)
NGP3A power intake | Nam Ngiep 3A | POINT Z (103.3464509 19.2981881 0)
NGP3A surge chamber | Nam Ngiep 3A | POINT Z (103.3451161 19.2941085 0)
NGP3A powerhouse | Nam Ngiep 3A | POINT Z (103.3421248 19.2892361 0)
NN1 dam | Nam Ngum 1 | POINT Z (102.5477519 18.5305668 0)
NN1 spillway | Nam Ngum 1 | POINT Z (102.5474712 18.5314772 0)
NN1 powerhouse | Nam Ngum 1 | POINT Z (102.5473074 18.5302489 0)
NN1 expansion intake | Nam Ngum 1 | POINT Z (102.5480153 18.5329066 0)
NN1 expansion powerhouse | Nam Ngum 1 | POINT Z (102.545091 18.5327515 0)
NN2 intake | Nam Ngum 2 | POINT Z (102.7789913 18.7545637 0)
NN2 dam | Nam Ngum 2 | POINT Z (102.7758555 18.7532988 0)
NN2 spillway | Nam Ngum 2 | POINT Z (102.7733355 18.7534017 0)
NN2 powerhouse | Nam Ngum 2 | POINT Z (102.7758733 18.7500272 0)
NPY dam | Nam Phay | POINT Z (102.7787497 19.112319 0)
NPY spillway | Nam Phay | POINT Z (102.7773281 19.1106912 0)
NPY power intake | Nam Phay | POINT Z (102.7257923 19.0926696 0)
NPY powerhouse | Nam Phay | POINT Z (102.7440415 19.0333032 0)
NS3A dam | Nam Sane 3A | POINT Z (103.6621919 19.1299654 0)
NS3B dam | Nam Sane 3B | POINT Z (103.6199575 19.0846341 0)
NS3B surge tank | Nam Sane 3B | POINT Z (103.6076399 19.0250071 0)
NS3B powerhouse | Nam Sane 3B | POINT Z (103.5995816 19.0164222 0)
NSG dam | Nam Song | POINT Z (102.4268862 18.7986294 0)
NSG powerhouse | Nam Song | POINT Z (102.4575323 18.8037121 0)
NSG sluice gate | Nam Song | POINT Z (102.4556009 18.8029205 0)
NT1 dam | Nam Theun 1 | POINT Z (104.1473364 18.3547451 0)
NT1 power intake | Nam Theun 1 | POINT Z (104.1493036 18.3551392 0)
NT1 powerhouse | Nam Theun 1 | POINT Z (104.1476373 18.3512589 0)
NT2 main (Nakai) dam | Nam Theun 2 | POINT Z (104.9522304 17.9973212 0)
NT2 power intake | Nam Theun 2 | POINT Z (105.1637481 17.7034098 0)
NT2 surge tank | Nam Theun 2 | POINT Z (105.1570347 17.691474 0)
NT2 powerhouse | Nam Theun 2 | POINT Z (105.1530391 17.680829 0)
NT2 regulating dam | Nam Theun 2 | POINT Z (105.1710821 17.650792 0)
NT2 canal aeration weir | Nam Theun 2 | POINT Z (105.1677383 17.5824988 0)
NG8 dam | Theun Hinboun & expansion | POINT Z (104.6364459 18.295927 0)
NG8 power intake | Theun Hinboun & expansion | POINT Z (104.6381987 18.295315 0)
THB dam | Theun Hinboun & expansion | POINT Z (104.5626323 18.2613332 0)
THB gated spillway | Theun Hinboun & expansion | POINT Z (104.5626956 18.260356 0)
THB power intake | Theun Hinboun & expansion | POINT Z (104.562887 18.2598726 0)
THB powerhouse | Theun Hinboun & expansion | POINT Z (104.5386471 18.2099252 0)
THB regulating dam | Theun Hinboun & expansion | POINT Z (104.549388 18.1842608 0)
NG8 powerhouse | Theun Hinboun & expansion | POINT Z (104.6370398 18.2938425 0)
XK1 dam | Xekaman 1 | POINT Z (107.1554361 14.9606758 0)
XK3 dam | Xekaman 3 | POINT Z (107.3679913 15.4259989 0)
XK3 powerhouse | Xekaman 3 | POINT Z (107.4049966 15.3737633 0)
XKXN dam | Xekaman Sanxai | POINT Z (107.1172078 14.8888257 0)
XKXN powerhouse | Xekaman Sanxai | POINT Z (107.1166373 14.8895469 0)
XK1XN2 dam | XeKatam 1 - XeNamNoy 2 | POINT Z (106.5656257 15.1050059 0)
XK1XN2 diversion intake | XeKatam 1 - XeNamNoy 2 | POINT Z (106.5653931 15.1055237 0)
XK1XN2 dam | XeKatam 1 - XeNamNoy 2 | POINT Z (106.5867988 15.1158645 0)
XK1XN2 dam | XeKatam 1 - XeNamNoy 2 | POINT Z (106.6165851 15.1179524 0)
XK1XN2 river intake | XeKatam 1 - XeNamNoy 2 | POINT Z (106.616637 15.1177102 0)
XK1XN2 surge tank | XeKatam 1 - XeNamNoy 2 | POINT Z (106.6244872 15.1201168 0)
XK1XN2 powerhouse | XeKatam 1 - XeNamNoy 2 | POINT Z (106.641254 15.1222372 0)
XLB weir | Xelabam | POINT Z (105.8321586 15.3561235 0)
XLB weir | Xelabam | POINT Z (105.8302922 15.3589064 0)
XLB weir | Xelabam | POINT Z (105.8297163 15.3600256 0)
XLB power intake 1 | Xelabam | POINT Z (105.8335226 15.3554286 0)
XLB power intake 3 | Xelabam | POINT Z (105.8331857 15.3552158 0)
XLB surge tank 2a | Xelabam | POINT Z (105.8336115 15.3541702 0)
XLB surge tank 2b | Xelabam | POINT Z (105.8333767 15.3543802 0)
XLB surge tank 3 | Xelabam | POINT Z (105.8328692 15.354553 0)
XLB powerhouse no.1 | Xelabam | POINT Z (105.8342065 15.3545511 0)
XLB powerhouse no.2 | Xelabam | POINT Z (105.8332891 15.353998 0)
XLB powerhouse no.3 | Xelabam | POINT Z (105.8329284 15.3542626 0)
XNN1 dam | XeNamNoy 1 | POINT Z (106.6777517 15.1341843 0)
XNN1 river intake | XeNamNoy 1 | POINT Z (106.6780414 15.1337043 0)
XNN1 power intake | XeNamNoy 1 | POINT Z (106.7179818 15.1509777 0)
XNN1 powerhouse | XeNamNoy 1 | POINT Z (106.7184503 15.1528559 0)
XS1 dam | Xeset 1 | POINT Z (106.2775498 15.4905118 0)
XS1 spillway | Xeset 1 | POINT Z (106.2786641 15.4917479 0)
XS1 power intake | Xeset 1 | POINT Z (106.2791165 15.4919067 0)
XS1 powerhouse | Xeset 1 | POINT Z (106.2763285 15.5031301 0)
XS2 dam | Xeset 2 | POINT Z (106.2810587 15.4023682 0)
XS2 spillway | Xeset 2 | POINT Z (106.2803877 15.4037389 0)
XS2 diversion dam | Xeset 2 | POINT Z (106.2168313 15.3689259 0)
XS2 diversion canal | Xeset 2 | LINESTRING Z (106.2169381 15.3689122 0, 106.2173003 15.3735667 0, 106.2181182 15.3748059 0, 106.2191732 15.3764238 0, 106.2196304 15.3802583 0, 106.2196709 15.3803828 0, 106.2197253 15.3804658 0, 106.2197998 15.3805358 0, 106.2199641 15.3806251 0, 106.2283112 15.3846201 0, 106.2294854 15.3851866 0, 106.2296556 15.3852193 0, 106.2307779 15.3854287 0, 106.2337588 15.3859977 0, 106.238244 15.3868427 0, 106.2410929 15.3882754 0, 106.2462657 15.3908924 0, 106.2481317 15.3918419 0, 106.248263 15.3918792 0, 106.2484539 15.3918771 0, 106.2525711 15.3917065 0, 106.2567425 15.391556 0, 106.2575601 15.3915059 0, 106.2577744 15.391472 0, 106.2580809 15.3914907 0, 106.258302 15.3914367 0, 106.2584464 15.3914572 0, 106.2586504 15.3914368 0, 106.2588419 15.3913993 0, 106.2590506 15.3913987 0, 106.2593377 15.391446 0, 106.2595487 15.3914455 0, 106.2600449 15.3914309 0, 106.263276 15.391293 0, 106.2650897 15.3912289 0, 106.2653261 15.3912174 0, 106.2654321 15.3912263 0, 106.2655765 15.391283 0, 106.2657169 15.3913525 0, 106.2658196 15.3914457 0, 106.2658896 15.3921519 0, 106.2659763 15.3928647 0, 106.2660203 15.3930094 0, 106.2661164 15.3931792 0, 106.2665755 15.3940235 0, 106.2675496 15.3957893 0, 106.267618 15.3958677 0, 106.2676954 15.3959377 0, 106.2677817 15.3959924 0, 106.267954 15.3960538 0, 106.2700513 15.3968643 0, 106.2720869 15.3976598 0, 106.2748389 15.3987134 0, 106.2749149 15.3987355 0, 106.2750356 15.3987159 0, 106.2768813 15.3983105 0, 106.277297 15.3981944 0, 106.2773791 15.3982207 0, 106.2774437 15.3982664 0, 106.2774862 15.3983572 0, 106.2776079 15.3984345 0, 106.2778213 15.3985269 0, 106.2783467 15.3987601 0, 106.2798533 15.3994335 0, 106.2811593 15.4000084 0, 106.2821619 15.4004645 0)
XS2 diversion canal spillway | Xeset 2 | POINT Z (106.2770517 15.3984889 0)
XS2 diversion canal outlet | Xeset 2 | POINT Z (106.2821736 15.4004665 0)
XS2 power intake | Xeset 2 | POINT Z (106.2888697 15.4160708 0)
XS2 headrace tunnel | Xeset 2 | LINESTRING Z (106.2888884 15.4161215 0, 106.2889063 15.4161433 0, 106.2904089 15.4767838 0, 106.2894391 15.4783821 0)
XS2 surge tank | Xeset 2 | POINT Z (106.2904019 15.4767791 0)
XS2 penstock | Xeset 2 | LINESTRING Z (106.2894044 15.4783892 0, 106.2891436 15.4787463 0, 106.2836151 15.4873851 0, 106.2833266 15.4876328 0)
XS2 powerhouse | Xeset 2 | POINT Z (106.2831837 15.4877337 0)
XS3 dam | Xeset 3 | POINT Z (106.3112407 15.3420455 0)
XS3 canal | Xeset 3 | LINESTRING Z (106.3116981 15.3420071 0, 106.3124512 15.3458689 0, 106.3122017 15.3495053 0, 106.3102127 15.3549147 0)
XS3 surge tank | Xeset 3 | POINT Z (106.3020309 15.3629458 0)
XS3 penstock | Xeset 3 | LINESTRING Z (106.3101928 15.3549442 0, 106.30204 15.3629493 0, 106.3018072 15.3632302 0, 106.2986433 15.3673359 0, 106.297094 15.3693321 0, 106.2964704 15.3700692 0)
XS3 powerhouse | Xeset 3 | POINT Z (106.2963433 15.3703213 0)
Houay Makchan dam | XiPian - XiNamNoy | POINT Z (106.5247227 15.0915152 0)
XPN dam | XiPian - XiNamNoy | POINT Z (106.5270796 15.0613819 0)
XPN spillway | XiPian - XiNamNoy | POINT Z (106.5241612 15.0591479 0)
XNN main dam | XiPian - XiNamNoy | POINT Z (106.6004093 15.0287434 0)
XNN saddle dam | XiPian - XiNamNoy | POINT Z (106.5732029 15.0295881 0)
XNN saddle dam | XiPian - XiNamNoy | POINT Z (106.5659176 15.0161901 0)
XNN saddle dam D (destroyed) | XiPian - XiNamNoy | POINT Z (106.5639004 15.0089275 0)
XNN saddle dam | XiPian - XiNamNoy | POINT Z (106.562394 14.9912457 0)
XNN saddle dam | XiPian - XiNamNoy | POINT Z (106.544079 14.9645972 0)
XPXN power intake | XiPian - XiNamNoy | POINT Z (106.6280627 14.9450474 0)
XPXN penstock | XiPian - XiNamNoy | LINESTRING Z (106.6280765 14.945048 0, 106.7218396 14.8574955 0, 106.7284624 14.847758 0, 106.7311377 14.8423866 0, 106.7314496 14.841594 0)
XPXN powerhouse | XiPian - XiNamNoy | POINT Z (106.7314707 14.8414257 0)